## About
PMCCS Policy Mandated Capacity Construction Schedule | Illinois | 2021-11-15 | State | State
| IL |  | Alabama | AL
Source: | see file BPMCCS |  | Alaska | AK
|  |  | Arizona | AZ
Note: |  |  | Arkansas | AR
You may use this variable to specify the electricity generating capacity |  |  | California | CA
in MW that will be built each year in the policy case when the |  |  | Colorado | CO
"Boolean Use Non BAU Mandated Capacity Construction Schedule" |  |  | Connecticut | CT
policy is enabled. |  |  | Delaware | DE
|  |  | Florida | FL
|  |  | Georgia | GA
This file adopts the values in BPMCCS, but subtracts any natural gas that does not already have regulatory approval. |  |  | Hawaii | HI
|  |  | Idaho | ID
|  |  | Illinois | IL
|  |  | Indiana | IN
|  |  | Iowa | IA
|  |  | Kansas | KS
|  |  | Kentucky | KY
|  |  | Louisiana | LA
|  |  | Maine | ME
|  |  | Maryland | MD
|  |  | Massachusetts | MA
|  |  | Michigan | MI
|  |  | Minnesota | MN
|  |  | Mississippi | MS
|  |  | Missouri | MO
|  |  | Montana | MT
|  |  | Nebraska | NE
|  |  | Nevada | NV
|  |  | New Hampshire | NH
|  |  | New Jersey | NJ
|  |  | New Mexico | NM
|  |  | New York | NY
|  |  | North Carolina | NC
|  |  | North Dakota | ND
|  |  | Ohio | OH
|  |  | Oklahoma | OK
|  |  | Oregon | OR
|  |  | Pennsylvania | PA
|  |  | Rhode Island | RI
|  |  | South Carolina | SC
|  |  | South Dakota | SD
|  |  | Tennessee | TN
|  |  | Texas | TX
|  |  | Utah | UT
|  |  | Vermont | VT
|  |  | Virginia | VA
|  |  | Washington | WA
|  |  | West Virginia | WV
|  |  | Wisconsin | WI
|  |  | Wyoming | WY

## Planned Additions
Year | Month | Entity ID | Entity Name | Plant Producer Type | Plant Name | Plant State | Plant ID | Generator ID | Net Summer Capacity (MW) | Technology | Energy Source Code | Prime Mover Code | Status | Nameplate Capacity (MW) | Include?
2020 | 6 | 61524 | 226HC 8me LLC | IPP | Holstein 1 Solar Farm | TX | 61962 | HSF01 | 200 | Solar Photovoltaic | SUN | PV | (TS) Construction complete, but not yet in commercial operation | 200 | No | (P) Planned for installation, but regulatory approvals not initiated
2020 | 6 | 59272 | 41MB 8me, LLC | IPP | Borden Solar Farm | CA | 59531 | BRDN | 50 | Solar Photovoltaic | SUN | PV | (TS) Construction complete, but not yet in commercial operation | 50 | No | (L) Regulatory approvals pending. Not under construction
2020 | 6 | 61012 | AES Distributed Energy | IPP | Cronin Road Solar 1, LLC | MA | 63011 | CRONI | 1.5 | Solar Photovoltaic | SUN | PV | (TS) Construction complete, but not yet in commercial operation | 1.5 | No | (OT) Other
2020 | 6 | 61012 | AES Distributed Energy | IPP | Cycz Solar Project | MA | 63472 | BATT | 1.3 | Batteries | MWH | BA | (TS) Construction complete, but not yet in commercial operation | 1.3 | No
2020 | 6 | 61012 | AES Distributed Energy | IPP | Cycz Solar Project | MA | 63472 | CYCZ | 2 | Solar Photovoltaic | SUN | PV | (TS) Construction complete, but not yet in commercial operation | 2 | No
2020 | 6 | 61012 | AES Distributed Energy | IPP | Finchville Solar, LLC | NY | 62999 | FINCH | 5 | Solar Photovoltaic | SUN | PV | (TS) Construction complete, but not yet in commercial operation | 5 | No
2020 | 6 | 61012 | AES Distributed Energy | IPP | McDougle-Mitchell Solar Project | MA | 63470 | BATT | 2.9 | Batteries | MWH | BA | (TS) Construction complete, but not yet in commercial operation | 2.9 | No
2020 | 6 | 61012 | AES Distributed Energy | IPP | McDougle-Mitchell Solar Project | MA | 63470 | MCDMT | 4.5 | Solar Photovoltaic | SUN | PV | (TS) Construction complete, but not yet in commercial operation | 4.5 | No
2020 | 6 | 61012 | AES Distributed Energy | IPP | Partridge Hill Solar | MA | 63264 | PART3 | 2 | Solar Photovoltaic | SUN | PV | (TS) Construction complete, but not yet in commercial operation | 2 | No
2020 | 6 | 61012 | AES Distributed Energy | IPP | Partridge Solar Project | MA | 63435 | BATT | 1.3 | Batteries | MWH | BA | (TS) Construction complete, but not yet in commercial operation | 1.3 | No
2020 | 6 | 61012 | AES Distributed Energy | IPP | Partridge Solar Project | MA | 63435 | PRTDG | 2 | Solar Photovoltaic | SUN | PV | (TS) Construction complete, but not yet in commercial operation | 2 | No
2020 | 6 | 61012 | AES Distributed Energy | IPP | Ryan Road Solar LLC | MA | 63044 | ORCHA | 4.3 | Solar Photovoltaic | SUN | PV | (TS) Construction complete, but not yet in commercial operation | 4.3 | No
2020 | 6 | 61012 | AES Distributed Energy | IPP | W. Orange Rd Solar LLC | MA | 63047 | HEYES | 5 | Solar Photovoltaic | SUN | PV | (V) Under construction, more than 50 percent complete | 5 | No
2020 | 6 | 63019 | AGA TAG Solar III LLC | IPP | AGA TAG Solar III LLC | SC | 63243 | SCAG | 2 | Solar Photovoltaic | SUN | PV | (U) Under construction, less than or equal to 50 percent complete | 2 | No
2020 | 6 | 57416 | Acciona Energy USA Global, LLC | IPP | Palmas Wind, LLC | TX | 61773 | PW | 142.6 | Onshore Wind Turbine | WND | WT | (V) Under construction, more than 50 percent complete | 144.9 | No
2020 | 6 | 63468 | Alkali Solar, LLC | IPP | Alkali Solar, LLC | OR | 63795 | 2 | 10 | Solar Photovoltaic | SUN | PV | (V) Under construction, more than 50 percent complete | 10 | No
2020 | 6 | 62835 | Caden Energix Hickory LLC | IPP | Caden Energix Hickory LLC | VA | 63084 | ENX02 | 20 | Solar Photovoltaic | SUN | PV | (V) Under construction, more than 50 percent complete | 20 | No
2020 | 6 | 62835 | Caden Energix Hickory LLC | IPP | Caden Energix Hickory LLC | VA | 63084 | ENX03 | 12 | Solar Photovoltaic | SUN | PV | (V) Under construction, more than 50 percent complete | 12 | No
2020 | 6 | 62834 | Caden Energix Pamplin LLC | IPP | Caden Energix Pamplin LLC | VA | 63083 | ENX04 | 15.7 | Solar Photovoltaic | SUN | PV | (V) Under construction, more than 50 percent complete | 15.7 | No
2020 | 6 | 10623 | City of Lakeland - (FL) | Electric Utility | C D McIntosh Jr | FL | 676 | GT2 | 115 | Natural Gas Fired Combustion Turbine | NG | GT | (TS) Construction complete, but not yet in commercial operation | 135 | No
2020 | 6 | 63260 | Cobb Electric Membership Corporation | IPP | Solar BESS Hybrid | GA | 63535 | SOLAR | 1.1 | Solar Photovoltaic | SUN | PV | (U) Under construction, less than or equal to 50 percent complete | 1.5 | No
2020 | 6 | 63260 | Cobb Electric Membership Corporation | IPP | Solar BESS Hybrid | GA | 63535 | TEST | 1 | Batteries | MWH | BA | (U) Under construction, less than or equal to 50 percent complete | 1 | No
2020 | 6 | 56769 | Consolidated Edison Development Inc. | IPP | CED Crane Solar | TX | 63519 | CRN1 | 150 | Solar Photovoltaic | SUN | PV | (V) Under construction, more than 50 percent complete | 150 | No
2020 | 6 | 49846 | Covanta Honolulu Resource Recovery | Commercial | H Power | HI | 10334 | PV1 | 2.1 | Solar Photovoltaic | SUN | PV | (U) Under construction, less than or equal to 50 percent complete | 2.1 | No
2020 | 6 | 62803 | Cove Mountain Solar 2 LLC | IPP | Cove Mountain Solar 2 | UT | 62470 | GEN01 | 122 | Solar Photovoltaic | SUN | PV | (V) Under construction, more than 50 percent complete | 122 | No
2020 | 6 | 61060 | Cypress Creek Renewables | IPP | Wagyu | TX | 63273 | 1215 | 120 | Solar Photovoltaic | SUN | PV | (V) Under construction, more than 50 percent complete | 120 | No
2020 | 6 | 5248 | Dominion Energy Inc | Electric Utility | Myrtle Solar | VA | 63746 | MYSO | 15 | Solar Photovoltaic | SUN | PV | (L) Regulatory approvals pending. Not under construction | 15 | Yes
2020 | 6 | 3046 | Duke Energy Progress - (NC) | Electric Utility | Asheville-Rock Hill Battery | NC | 63064 | ES1 | 8.8 | Batteries | MWH | BA | (V) Under construction, more than 50 percent complete | 8.8 | No
2020 | 6 | 61420 | ENGIE Storage Services NA LLC | Commercial | Pacific Union College BESS | CA | 61795 | 12649 | 1 | Batteries | MWH | BA | (TS) Construction complete, but not yet in commercial operation | 1 | No
2020 | 6 | 62852 | ESA Hamlet NC LLC | IPP | ESA Hamlet NC , LLC | NC | 63377 | PGR10 | 5 | Solar Photovoltaic | SUN | PV | (V) Under construction, more than 50 percent complete | 5 | No
2020 | 6 | 39347 | East Texas Electric Coop, Inc | Electric Utility | RC Thomas Hydroelectric Project | TX | 58645 | RCT1 | 8.7 | Conventional Hydroelectric | WAT | HY | (V) Under construction, more than 50 percent complete | 8.9 | No
2020 | 6 | 39347 | East Texas Electric Coop, Inc | Electric Utility | RC Thomas Hydroelectric Project | TX | 58645 | RCT2 | 8.7 | Conventional Hydroelectric | WAT | HY | (V) Under construction, more than 50 percent complete | 8.9 | No
2020 | 6 | 39347 | East Texas Electric Coop, Inc | Electric Utility | RC Thomas Hydroelectric Project | TX | 58645 | RCT3 | 8.7 | Conventional Hydroelectric | WAT | HY | (V) Under construction, more than 50 percent complete | 8.9 | No
2020 | 6 | 58135 | Ecos Energy LLC | IPP | Dickinson Solar (CT) | CT | 63245 | DCKN | 2 | Solar Photovoltaic | SUN | PV | (TS) Construction complete, but not yet in commercial operation | 2 | No
2020 | 6 | 58135 | Ecos Energy LLC | IPP | Sydney Solar | CT | 63244 | SYDN | 2 | Solar Photovoltaic | SUN | PV | (TS) Construction complete, but not yet in commercial operation | 2 | No
2020 | 6 | 60496 | Enerparc Inc. | IPP | Vale Solar Center | OR | 61856 | VALE | 3 | Solar Photovoltaic | SUN | PV | (TS) Construction complete, but not yet in commercial operation | 3 | No
2020 | 6 | 63081 | Exus North America Management Partners LLC | IPP | Bearkat II Wind Energy LLC | TX | 63342 | BKII | 162.1 | Onshore Wind Turbine | WND | WT | (V) Under construction, more than 50 percent complete | 162.1 | No
2020 | 6 | 62856 | Forefront Power, LLC | IPP | DGS Wasco State Prison | CA | 63418 | 1122 | 2.3 | Solar Photovoltaic | SUN | PV | (U) Under construction, less than or equal to 50 percent complete | 2.3 | No
2020 | 6 | 62856 | Forefront Power, LLC | IPP | Reed Road Solar | IL | 63071 | 1822 | 1.3 | Solar Photovoltaic | SUN | PV | (V) Under construction, more than 50 percent complete | 1.3 | No
2020 | 6 | 61873 | GA Solar 4 | IPP | Twiggs Solar | GA | 61696 | TWIGG | 200 | Solar Photovoltaic | SUN | PV | (V) Under construction, more than 50 percent complete | 200 | No
2020 | 6 | 61944 | GSRP | IPP | Lafayette 2 - Internal Services Dept | CA | 63527 | GEN1 | 1.9 | Solar Photovoltaic | SUN | PV | (V) Under construction, more than 50 percent complete | 1.9 | No
2020 | 6 | 61944 | GSRP | IPP | Lafayette 2 - MLK Jr. Hospital (MLK) | CA | 63623 | GEN1 | 1.7 | Solar Photovoltaic | SUN | PV | (V) Under construction, more than 50 percent complete | 1.7 | No
2020 | 6 | 60025 | Greenbacker Renewable Energy Corporation | IPP | Renew Solar ABC Sacramento LLC | CA | 62545 | SACRA | 1.7 | Solar Photovoltaic | SUN | PV | (V) Under construction, more than 50 percent complete | 1.7 | No
2020 | 6 | 63292 | Harmony Florida Solar LLC | IPP | Harmony Solar | FL | 63582 | HFS | 74.5 | Solar Photovoltaic | SUN | PV | (U) Under construction, less than or equal to 50 percent complete | 74.5 | No
2020 | 6 | 62046 | High Lonesome Wind Power, LLC | IPP | High Lonesome Wind Power, LLC | TX | 62562 | HILO2 | 50 | Onshore Wind Turbine | WND | WT | (TS) Construction complete, but not yet in commercial operation | 50 | No
2020 | 6 | 63470 | Illinois PV Fulton 1, LLC | IPP | Illinois PV Fulton 1 | IL | 63790 | FULT | 2 | Solar Photovoltaic | SUN | PV | (V) Under construction, more than 50 percent complete | 2 | No
2020 | 6 | 9234 | Indiana Municipal Power Agency | Electric Utility | Crawfordsville Solar Park 4 | IN | 62776 | SCRA4 | 2.3 | Solar Photovoltaic | SUN | PV | (TS) Construction complete, but not yet in commercial operation | 2.3 | No
2020 | 6 | 9234 | Indiana Municipal Power Agency | Electric Utility | Gas City Solar Park | IN | 62767 | SGASC | 2.5 | Solar Photovoltaic | SUN | PV | (TS) Construction complete, but not yet in commercial operation | 2.5 | No
2020 | 6 | 9234 | Indiana Municipal Power Agency | Electric Utility | Scottsburg Solar Park | IN | 62766 | SCCOT | 7.1 | Solar Photovoltaic | SUN | PV | (TS) Construction complete, but not yet in commercial operation | 7.1 | No
2020 | 6 | 61219 | Longroad Energy Services LLC | IPP | Prospero Solar | TX | 62755 | PROSP | 300 | Solar Photovoltaic | SUN | PV | (V) Under construction, more than 50 percent complete | 300 | No
2020 | 6 | 63001 | MN CSG 2, LLC | IPP | Woodbury Solar | MN | 63231 | PV | 3 | Solar Photovoltaic | SUN | PV | (TS) Construction complete, but not yet in commercial operation | 3 | No
2020 | 6 | 62915 | Madison Energy Holdings LLC | IPP | Houston/Winona Community Solar One LLC | MN | 63534 | 52827 | 1 | Solar Photovoltaic | SUN | PV | (V) Under construction, more than 50 percent complete | 1 | No
2020 | 6 | 62915 | Madison Energy Holdings LLC | IPP | Winona Community Solar One LLC | MN | 63532 | 52837 | 1 | Solar Photovoltaic | SUN | PV | (V) Under construction, more than 50 percent complete | 1 | No
2020 | 6 | 63471 | NES Olympos | IPP | Tate Solar | NC | 60160 | PV1 | 5 | Solar Photovoltaic | SUN | PV | (V) Under construction, more than 50 percent complete | 5 | No
2020 | 6 | 63185 | Neighborhood Power Corp. | IPP | Dunn Road Solar | OR | 63642 | W9736 | 1.8 | Solar Photovoltaic | SUN | PV | (TS) Construction complete, but not yet in commercial operation | 1.8 | No
2020 | 6 | 62864 | Novel Haley Solar LLC CSG | IPP | Novel Haley Solar CSG | MN | 63005 | HALY | 1 | Solar Photovoltaic | SUN | PV | (TS) Construction complete, but not yet in commercial operation | 1 | No
2020 | 6 | 62847 | Novel Pederson Solar LLC CSG | IPP | Novel Pederson Solar CSG | MN | 62983 | PED | 1 | Solar Photovoltaic | SUN | PV | (TS) Construction complete, but not yet in commercial operation | 1 | No
2020 | 6 | 62644 | OEE XXVIII LLC | Industrial | LafargeHolcim - Paulding Wind Project | OH | 62752 | L1 | 1.5 | Onshore Wind Turbine | WND | WT | (TS) Construction complete, but not yet in commercial operation | 1.5 | No
2020 | 6 | 62644 | OEE XXVIII LLC | Industrial | LafargeHolcim - Paulding Wind Project | OH | 62752 | L2 | 1.5 | Onshore Wind Turbine | WND | WT | (TS) Construction complete, but not yet in commercial operation | 1.5 | No
2020 | 6 | 62644 | OEE XXVIII LLC | Industrial | LafargeHolcim - Paulding Wind Project | OH | 62752 | L3 | 1.5 | Onshore Wind Turbine | WND | WT | (TS) Construction complete, but not yet in commercial operation | 1.5 | No
2020 | 6 | 62128 | OEE XXX LLC | Industrial | Zephyr Wind Project - 2.0 | OH | 62653 | T1 | 1.5 | Onshore Wind Turbine | WND | WT | (TS) Construction complete, but not yet in commercial operation | 1.5 | No
2020 | 6 | 62128 | OEE XXX LLC | Industrial | Zephyr Wind Project - 2.0 | OH | 62653 | T2 | 1.5 | Onshore Wind Turbine | WND | WT | (TS) Construction complete, but not yet in commercial operation | 1.5 | No
2020 | 6 | 62128 | OEE XXX LLC | Industrial | Zephyr Wind Project - 2.0 | OH | 62653 | T3 | 1.5 | Onshore Wind Turbine | WND | WT | (TS) Construction complete, but not yet in commercial operation | 1.5 | No
2020 | 6 | 62788 | Oberon Solar IA | IPP | Oberon IA | TX | 62933 | OBR1A | 150 | Solar Photovoltaic | SUN | PV | (U) Under construction, less than or equal to 50 percent complete | 150 | No
2020 | 6 | 62789 | Oberon Solar IB | IPP | Oberon IB | TX | 62932 | OBR1B | 30 | Solar Photovoltaic | SUN | PV | (U) Under construction, less than or equal to 50 percent complete | 30 | No
2020 | 6 | 56215 | RWE Renewables Americas LLC | IPP | Peyton Creek Wind Farm LLC | TX | 62417 | WT1 | 220 | Onshore Wind Turbine | WND | WT | (V) Under construction, more than 50 percent complete | 220 | No
2020 | 6 | 62913 | Roundhouse Renewable Energy, LLC | Industrial | Roundhouse Wind Energy Project | WY | 63133 | 82059 | 124 | Onshore Wind Turbine | WND | WT | (U) Under construction, less than or equal to 50 percent complete | 124 | No
2020 | 6 | 62913 | Roundhouse Renewable Energy, LLC | Industrial | Roundhouse Wind Energy Project | WY | 63133 | 82060 | 79 | Onshore Wind Turbine | WND | WT | (U) Under construction, less than or equal to 50 percent complete | 79 | No
2020 | 6 | 62913 | Roundhouse Renewable Energy, LLC | Industrial | Roundhouse Wind Energy Project | WY | 63133 | 82061 | 23 | Onshore Wind Turbine | WND | WT | (U) Under construction, less than or equal to 50 percent complete | 23 | No
2020 | 6 | 62113 | Sage Draw Wind, LLC | IPP | Sage Draw Wind | TX | 62620 | SD | 338.4 | Onshore Wind Turbine | WND | WT | (TS) Construction complete, but not yet in commercial operation | 338.4 | No
2020 | 6 | 60531 | Standard Solar | IPP | USS B&B Solar LLC CSG | MN | 63216 | BB | 1 | Solar Photovoltaic | SUN | PV | (U) Under construction, less than or equal to 50 percent complete | 1 | No
2020 | 6 | 60531 | Standard Solar | IPP | USS Chariot Solar LLC | MN | 63171 | CHROT | 1 | Solar Photovoltaic | SUN | PV | (U) Under construction, less than or equal to 50 percent complete | 1 | No
2020 | 6 | 60531 | Standard Solar | IPP | USS Mayhew Solar LLC CSG | MN | 63144 | MAYHW | 1 | Solar Photovoltaic | SUN | PV | (U) Under construction, less than or equal to 50 percent complete | 1 | No
2020 | 6 | 60531 | Standard Solar | IPP | USS Milkweed Solar LLC CSG | MN | 63142 | MLKWD | 1 | Solar Photovoltaic | SUN | PV | (U) Under construction, less than or equal to 50 percent complete | 1 | No
2020 | 6 | 60531 | Standard Solar | IPP | USS Monarch Solar LLC CSG | MN | 63147 | MNRCH | 1 | Solar Photovoltaic | SUN | PV | (V) Under construction, more than 50 percent complete | 1 | No
2020 | 6 | 60531 | Standard Solar | IPP | USS Sunrise Solar LLC CSG | MN | 63141 | SNRSE | 1 | Solar Photovoltaic | SUN | PV | (U) Under construction, less than or equal to 50 percent complete | 1 | No
2020 | 6 | 60531 | Standard Solar | IPP | USS Westeros Solar LLC CSG | MN | 63140 | USSWS | 1 | Solar Photovoltaic | SUN | PV | (U) Under construction, less than or equal to 50 percent complete | 1 | No
2020 | 6 | 63290 | Taylor Creek Solar LLC | IPP | Taylor Creek Solar | FL | 63583 | TCS | 74.5 | Solar Photovoltaic | SUN | PV | (U) Under construction, less than or equal to 50 percent complete | 74.5 | No
2020 | 6 | 61980 | Valta Energy | IPP | Mauka FIT One | HI | 58662 | 3501 | 3.5 | Solar Photovoltaic | SUN | PV | (TS) Construction complete, but not yet in commercial operation | 3.5 | No
2020 | 6 | 63469 | West Hines Solar I, LLC | IPP | West Hines Solar I, LLC | OR | 63796 | 1 | 10 | Solar Photovoltaic | SUN | PV | (V) Under construction, more than 50 percent complete | 10 | No
2020 | 6 | 58106 | Western Michigan University | Commercial | Western Michigan University Power Plant | MI | 58161 | EG-10 | 2.5 | Natural Gas Internal Combustion Engine | NG | IC | (V) Under construction, more than 50 percent complete | 2.5 | No
2020 | 6 | 58106 | Western Michigan University | Commercial | Western Michigan University Power Plant | MI | 58161 | EG-9 | 2.5 | Natural Gas Internal Combustion Engine | NG | IC | (V) Under construction, more than 50 percent complete | 2.5 | No
2020 | 7 | 61012 | AES Distributed Energy | IPP | Allis Medina Solar LLC | NY | 63129 | ALLIS | 5 | Solar Photovoltaic | SUN | PV | (TS) Construction complete, but not yet in commercial operation | 5 | No
2020 | 7 | 61012 | AES Distributed Energy | IPP | Lane Ave Solar LLC | MA | 63041 | HANRA | 1.5 | Solar Photovoltaic | SUN | PV | (TS) Construction complete, but not yet in commercial operation | 1.5 | No
2020 | 7 | 61012 | AES Distributed Energy | IPP | Randall Solar Project | MA | 63475 | BATT | 3.3 | Batteries | MWH | BA | (TS) Construction complete, but not yet in commercial operation | 3.3 | No
2020 | 7 | 61012 | AES Distributed Energy | IPP | Randall Solar Project | MA | 63475 | RAND | 5 | Solar Photovoltaic | SUN | PV | (TS) Construction complete, but not yet in commercial operation | 5 | No
2020 | 7 | 61012 | AES Distributed Energy | IPP | Wilbur Woods Solar LLC | MA | 63048 | DESMO | 5 | Solar Photovoltaic | SUN | PV | (V) Under construction, more than 50 percent complete | 5 | No
2020 | 7 | 59613 | BayWa r.e. Solar Projects LLC | IPP | Fern Solar LLC | NC | 62798 | FERN | 100 | Solar Photovoltaic | SUN | PV | (V) Under construction, more than 50 percent complete | 100 | No
2020 | 7 | 63380 | Brenda Luhman Community Solar LLC | IPP | Brenda Luhman - CSG | MN | 63682 | BLCS | 1 | Solar Photovoltaic | SUN | PV | (V) Under construction, more than 50 percent complete | 1 | No
2020 | 7 | 62772 | CA ODEVI LLC | IPP | Windsor Floating Solar | CA | 62902 | WUS15 | 1.5 | Solar Photovoltaic | SUN | PV | (V) Under construction, more than 50 percent complete | 1.5 | No
2020 | 7 | 2848 | California Institute-Technology | Commercial | California Institute of Technology | CA | 10262 | GEN8 | 9 | Natural Gas Fired Combined Cycle | NG | CT | (L) Regulatory approvals pending. Not under construction | 10.5 | Yes
2020 | 7 | 7626 | City of Greenfield - (IA) | Electric Utility | Greenfield | IA | 1144 | 1 | 2.5 | Petroleum Liquids | DFO | IC | (V) Under construction, more than 50 percent complete | 2.5 | No
2020 | 7 | 7626 | City of Greenfield - (IA) | Electric Utility | Greenfield | IA | 1144 | 2 | 2.5 | Petroleum Liquids | DFO | IC | (V) Under construction, more than 50 percent complete | 2.5 | No
2020 | 7 | 4180 | Connecticut Mun Elec Engy Coop | Electric Utility | Subase Microgrid Project | CT | 59701 | SFC1 | 3.7 | Other Natural Gas | NG | FC | (U) Under construction, less than or equal to 50 percent complete | 3.7 | No
2020 | 7 | 4180 | Connecticut Mun Elec Engy Coop | Electric Utility | Subase Microgrid Project | CT | 59701 | SFC2 | 3.7 | Other Natural Gas | NG | FC | (U) Under construction, less than or equal to 50 percent complete | 3.7 | No
2020 | 7 | 56769 | Consolidated Edison Development Inc. | IPP | CED Champaign Solar LLC | IL | 62681 | CSIL | 1.6 | Solar Photovoltaic | SUN | PV | (V) Under construction, more than 50 percent complete | 1.6 | No
2020 | 7 | 62800 | DG Edison New Jersey LLC | IPP | DG Iron Mountain | NJ | 62957 | IRNMT | 5.4 | Solar Photovoltaic | SUN | PV | (V) Under construction, more than 50 percent complete | 5.4 | No
2020 | 7 | 15470 | Duke Energy Indiana, LLC | Electric Utility | Nabb Battery Energy Storage System | IN | 62862 | ES1 | 5 | Batteries | MWH | BA | (V) Under construction, more than 50 percent complete | 5 | No
2020 | 7 | 61420 | ENGIE Storage Services NA LLC | Commercial | San Diego International Airport BESS | CA | 62754 | BA | 2 | Batteries | MWH | BA | (U) Under construction, less than or equal to 50 percent complete | 2 | No
2020 | 7 | 60853 | ET CAP OR HOLDINGS LLC | IPP | OR Solar 2, LLC | OR | 61200 | ORSR2 | 10 | Solar Photovoltaic | SUN | PV | (V) Under construction, more than 50 percent complete | 10 | No
2020 | 7 | 58135 | Ecos Energy LLC | IPP | Apple Hill Solar | VT | 61037 | APPL | 2 | Solar Photovoltaic | SUN | PV | (U) Under construction, less than or equal to 50 percent complete | 2 | No
2020 | 7 | 62856 | Forefront Power, LLC | IPP | Square Barn Solar | IL | 63070 | 1820 | 1.5 | Solar Photovoltaic | SUN | PV | (V) Under construction, more than 50 percent complete | 1.5 | No
2020 | 7 | 6541 | Formosa Plastics Corp | Industrial | Formosa Utility Venture Ltd | TX | 10554 | 3TBG2 | 97 | Natural Gas Fired Combined Cycle | NG | CT | (TS) Construction complete, but not yet in commercial operation | 102 | No
2020 | 7 | 63406 | Freight Line Solar, LLC | IPP | Freight Line Solar, LLC | NC | 63693 | 13503 | 2 | Solar Photovoltaic | SUN | PV | (U) Under construction, less than or equal to 50 percent complete | 2 | No
2020 | 7 | 7140 | Georgia Power Co | Electric Utility | Kings Bay Solar Facility | GA | 59864 | BESS | 1.5 | Batteries | MWH | BA | (V) Under construction, more than 50 percent complete | 1.5 | No
2020 | 7 | 7140 | Georgia Power Co | Electric Utility | Moody Air Force Base Solar | GA | 62377 | 1 | 49.5 | Solar Photovoltaic | SUN | PV | (V) Under construction, more than 50 percent complete | 49.5 | No
2020 | 7 | 7140 | Georgia Power Co | Electric Utility | Tech Square Microgrid | GA | 63775 | BESS1 | 0.2 | Batteries | MWH | BA | (V) Under construction, more than 50 percent complete | 0.2 | No
2020 | 7 | 7140 | Georgia Power Co | Electric Utility | Tech Square Microgrid | GA | 63775 | DG1 | 0.6 | Petroleum Liquids | DFO | IC | (V) Under construction, more than 50 percent complete | 0.6 | No
2020 | 7 | 7140 | Georgia Power Co | Electric Utility | Tech Square Microgrid | GA | 63775 | FC1 | 0.2 | Other Natural Gas | NG | FC | (V) Under construction, more than 50 percent complete | 0.2 | No
2020 | 7 | 7140 | Georgia Power Co | Electric Utility | Tech Square Microgrid | GA | 63775 | NGE1 | 0.2 | Natural Gas Internal Combustion Engine | NG | IC | (V) Under construction, more than 50 percent complete | 0.2 | No
2020 | 7 | 7140 | Georgia Power Co | Electric Utility | Tech Square Microgrid | GA | 63775 | NGE2 | 0.2 | Natural Gas Internal Combustion Engine | NG | IC | (V) Under construction, more than 50 percent complete | 0.2 | No
2020 | 7 | 63400 | Hammer Community Solar LLC | IPP | Hammer Community (CSG) | MN | 63684 | HAMR | 1 | Solar Photovoltaic | SUN | PV | (V) Under construction, more than 50 percent complete | 1 | No
2020 | 7 | 60719 | Harvest Ridge Wind Farm | IPP | Broadlands Wind Farm | IL | 61161 | GEN01 | 202 | Onshore Wind Turbine | WND | WT | (V) Under construction, more than 50 percent complete | 202 | No
2020 | 7 | 62638 | Helen Solar LLC | IPP | Helen Solar CSG | MN | 62706 | SC | 4 | Solar Photovoltaic | SUN | PV | (V) Under construction, more than 50 percent complete | 4 | No
2020 | 7 | 62046 | High Lonesome Wind Power, LLC | IPP | High Lonesome Wind Power, LLC | TX | 62562 | HILO | 449.5 | Onshore Wind Turbine | WND | WT | (TS) Construction complete, but not yet in commercial operation | 449.5 | No
2020 | 7 | 63408 | Holly Swamp Solar, LLC | IPP | Holly Swamp Solar, LLC | NC | 63695 | 13502 | 2 | Solar Photovoltaic | SUN | PV | (U) Under construction, less than or equal to 50 percent complete | 2 | No
2020 | 7 | 9234 | Indiana Municipal Power Agency | Electric Utility | Tell City Solar Park | IN | 62790 | STEL2 | 3.2 | Solar Photovoltaic | SUN | PV | (TS) Construction complete, but not yet in commercial operation | 3.2 | No
2020 | 7 | 61251 | LA3 West Baton Rouge, L.L.C. | IPP | LA3 West Baton Rouge Solar Facility | LA | 61646 | LA3WB | 50 | Solar Photovoltaic | SUN | PV | (U) Under construction, less than or equal to 50 percent complete | 50 | No
2020 | 7 | 62842 | Lightsource Renewable Energy Asset Management, LLC | IPP | Whitetail Solar 3 | PA | 62991 | PAWT3 | 20 | Solar Photovoltaic | SUN | PV | (V) Under construction, more than 50 percent complete | 20 | No
2020 | 7 | 62915 | Madison Energy Holdings LLC | IPP | Nicollet Community Solar One LLC | MN | 63120 | 52828 | 1 | Solar Photovoltaic | SUN | PV | (TS) Construction complete, but not yet in commercial operation | 1 | No
2020 | 7 | 11479 | Madison Gas & Electric Co | Electric Utility | Middleton Airport Solar | WI | 62731 | 1 | 5 | Solar Photovoltaic | SUN | PV | (V) Under construction, more than 50 percent complete | 5 | No
2020 | 7 | 58718 | Na Pua Makani Power Partners LLC | IPP | Na Pua Makani Wind Project | HI | 58837 | WT1 | 25 | Onshore Wind Turbine | WND | WT | (U) Under construction, less than or equal to 50 percent complete | 25 | No
2020 | 7 | 62640 | Northfield Solar LLC | IPP | Northfield Solar CSG | MN | 62708 | SC | 5 | Solar Photovoltaic | SUN | PV | (V) Under construction, more than 50 percent complete | 5 | No
2020 | 7 | 62866 | Novel MNDot Solar LLC CSG | IPP | Novel MNDot Solar CSG | MN | 63007 | MNDT | 1 | Solar Photovoltaic | SUN | PV | (U) Under construction, less than or equal to 50 percent complete | 1 | No
2020 | 7 | 14063 | Oklahoma Gas & Electric Co | Electric Utility | Chickasaw Nation Solar Farm | OK | 63500 | CVS1 | 5 | Solar Photovoltaic | SUN | PV | (U) Under construction, less than or equal to 50 percent complete | 5 | No
2020 | 7 | 14063 | Oklahoma Gas & Electric Co | Electric Utility | Choctaw Nation Solar Farm | OK | 63499 | CVS1 | 5 | Solar Photovoltaic | SUN | PV | (U) Under construction, less than or equal to 50 percent complete | 5 | No
2020 | 7 | 63405 | PG Solar, LLC | IPP | PG Solar, LLC | NC | 63692 | 13504 | 2 | Solar Photovoltaic | SUN | PV | (U) Under construction, less than or equal to 50 percent complete | 2 | No
2020 | 7 | 61678 | RE Rambler LLC | IPP | Rambler | TX | 62141 | RMBLR | 200 | Solar Photovoltaic | SUN | PV | (U) Under construction, less than or equal to 50 percent complete | 200 | No
2020 | 7 | 62047 | Roadrunner Solar, LLC | IPP | Roadrunner, LLC | TX | 62561 | RODR1 | 200 | Solar Photovoltaic | SUN | PV | (V) Under construction, more than 50 percent complete | 200 | No
2020 | 7 | 63460 | Rock Garden, LLC | IPP | Rock Garden Solar, LLC | OR | 63779 | 4 | 10 | Solar Photovoltaic | SUN | PV | (T) Regulatory approvals received. Not under construction | 10 | No
2020 | 7 | 16657 | San Jose/Santa Clara Water P C | Commercial | SJ/SC WPCP | CA | 56080 | EG4 | 3.5 | Other Waste Biomass | OBG | IC | (U) Under construction, less than or equal to 50 percent complete | 3.5 | No
2020 | 7 | 16657 | San Jose/Santa Clara Water P C | Commercial | SJ/SC WPCP | CA | 56080 | EG5 | 3.5 | Other Waste Biomass | OBG | IC | (U) Under construction, less than or equal to 50 percent complete | 3.5 | No
2020 | 7 | 16657 | San Jose/Santa Clara Water P C | Commercial | SJ/SC WPCP | CA | 56080 | EG6 | 3.5 | Other Waste Biomass | OBG | IC | (U) Under construction, less than or equal to 50 percent complete | 3.5 | No
2020 | 7 | 16657 | San Jose/Santa Clara Water P C | Commercial | SJ/SC WPCP | CA | 56080 | EG7 | 3.5 | Other Waste Biomass | OBG | IC | (U) Under construction, less than or equal to 50 percent complete | 3.5 | No
2020 | 7 | 61677 | Sol Systems | IPP | Ruff Solar LLC | NC | 62594 | 11625 | 5 | Solar Photovoltaic | SUN | PV | (TS) Construction complete, but not yet in commercial operation | 22 | No
2020 | 7 | 17650 | Southern Power Co | IPP | Skookumchuck Wind Facility | WA | 63205 | 1 | 136 | Onshore Wind Turbine | WND | WT | (V) Under construction, more than 50 percent complete | 136 | No
2020 | 7 | 60531 | Standard Solar | IPP | USS Christoffer Solar LLC CSG | MN | 63152 | CHRST | 1 | Solar Photovoltaic | SUN | PV | (U) Under construction, less than or equal to 50 percent complete | 1 | No
2020 | 7 | 60531 | Standard Solar | IPP | USS Solar Sources LLC CSG | MN | 63151 | SOURC | 1 | Solar Photovoltaic | SUN | PV | (U) Under construction, less than or equal to 50 percent complete | 1 | No
2020 | 7 | 63459 | Suntex Solar, LLC | IPP | Suntex Solar, LLC | OR | 63778 | 3 | 10 | Solar Photovoltaic | SUN | PV | (T) Regulatory approvals received. Not under construction | 10 | No
2020 | 7 | 62637 | Walcott Solar LLC | IPP | Walcott Solar CSG | MN | 62707 | SC | 4 | Solar Photovoltaic | SUN | PV | (U) Under construction, less than or equal to 50 percent complete | 4 | No
2020 | 7 | 62641 | Warsaw Solar LLC | IPP | Warsaw Solar CSG | MN | 62709 | SC | 2 | Solar Photovoltaic | SUN | PV | (V) Under construction, more than 50 percent complete | 2 | No
2020 | 7 | 20323 | Wellhead Energy, LLC | IPP | Stanton Energy Reliability Center | CA | 60698 | GT1 | 45.9 | Natural Gas Fired Combustion Turbine | NG | GT | (V) Under construction, more than 50 percent complete | 60.5 | No
2020 | 7 | 20323 | Wellhead Energy, LLC | IPP | Stanton Energy Reliability Center | CA | 60698 | GT2 | 45.9 | Natural Gas Fired Combustion Turbine | NG | GT | (V) Under construction, more than 50 percent complete | 60.5 | No
2020 | 8 | 60281 | Altus Power America Management, LLC | IPP | FastSun 19 CSG | MN | 63033 | FS19 | 1 | Solar Photovoltaic | SUN | PV | (TS) Construction complete, but not yet in commercial operation | 1 | No
2020 | 8 | 60281 | Altus Power America Management, LLC | IPP | FastSun 2 CSG | MN | 62696 | FS2 | 1 | Solar Photovoltaic | SUN | PV | (TS) Construction complete, but not yet in commercial operation | 1 | No
2020 | 8 | 62993 | Aviator Wind, LLC | IPP | Aviator Wind | TX | 63209 | AVTOR | 525 | Onshore Wind Turbine | WND | WT | (V) Under construction, more than 50 percent complete | 525 | No
2020 | 8 | 63415 | CO Buffalo Flats LLC | IPP | Rawhide Prairie Solar | CO | 63722 | BA1 | 1 | Batteries | MWH | BA | (V) Under construction, more than 50 percent complete | 1 | No
2020 | 8 | 63415 | CO Buffalo Flats LLC | IPP | Rawhide Prairie Solar | CO | 63722 | PV1 | 22 | Solar Photovoltaic | SUN | PV | (V) Under construction, more than 50 percent complete | 22 | No
2020 | 8 | 63381 | Carlson Community Solar | IPP | Carlson Community (CSG) | MN | 63683 | CRLSN | 1 | Solar Photovoltaic | SUN | PV | (V) Under construction, more than 50 percent complete | 1 | No
2020 | 8 | 63072 | Cerro Gordo Wind Farm | IPP | Cerro Gordo Wind Farm | IA | 63287 | CGWF | 42 | Onshore Wind Turbine | WND | WT | (T) Regulatory approvals received. Not under construction | 42 | No
2020 | 8 | 1515 | City of Bellevue - (IA) | Electric Utility | Bellevue | IA | 1126 | 1A | 1.7 | Petroleum Liquids | DFO | IC | (U) Under construction, less than or equal to 50 percent complete | 1.8 | No
2020 | 8 | 59550 | Croda Inc. | Industrial | Croda Atlas Point CHP | DE | 59783 | 91199 | 2 | Landfill Gas | LFG | IC | (U) Under construction, less than or equal to 50 percent complete | 2 | No
2020 | 8 | 58970 | Ecoplexus, Inc | IPP | HWY 158 PV | NC | 63566 | HW158 | 9 | Solar Photovoltaic | SUN | PV | (T) Regulatory approvals received. Not under construction | 9 | No
2020 | 8 | 62856 | Forefront Power, LLC | IPP | Fresno Sunnyside High School | CA | 63422 | 1122 | 1.6 | Solar Photovoltaic | SUN | PV | (U) Under construction, less than or equal to 50 percent complete | 1.6 | No
2020 | 8 | 62856 | Forefront Power, LLC | IPP | Fresno Sunnyside High School | CA | 63422 | BA112 | 0.3 | Batteries | MWH | BA | (U) Under construction, less than or equal to 50 percent complete | 0.3 | No
2020 | 8 | 62856 | Forefront Power, LLC | IPP | Harmony Road Solar | IL | 63069 | 1823 | 1.9 | Solar Photovoltaic | SUN | PV | (V) Under construction, more than 50 percent complete | 1.9 | No
2020 | 8 | 62856 | Forefront Power, LLC | IPP | Mooseheart School Solar | IL | 63073 | 1817 | 2 | Solar Photovoltaic | SUN | PV | (U) Under construction, less than or equal to 50 percent complete | 2 | No
2020 | 8 | 6541 | Formosa Plastics Corp | Industrial | Formosa Utility Venture Ltd | TX | 10554 | 3TBG1 | 97 | Natural Gas Fired Combined Cycle | NG | CT | (V) Under construction, more than 50 percent complete | 102 | No
2020 | 8 | 60025 | Greenbacker Renewable Energy Corporation | IPP | Solar Hagerstown | MD | 62912 | 137 | 7.5 | Solar Photovoltaic | SUN | PV | (U) Under construction, less than or equal to 50 percent complete | 10 | No
2020 | 8 | 49893 | Invenergy Services LLC | IPP | Millican Solar Energy LLC | OR | 63050 | GEN1 | 71.4 | Solar Photovoltaic | SUN | PV | (U) Under construction, less than or equal to 50 percent complete | 71.4 | No
2020 | 8 | 49893 | Invenergy Services LLC | IPP | Prineville Solar Energy LLC | OR | 63049 | GEN1 | 46.2 | Solar Photovoltaic | SUN | PV | (U) Under construction, less than or equal to 50 percent complete | 46.2 | No
2020 | 8 | 62842 | Lightsource Renewable Energy Asset Management, LLC | IPP | Whitetail Solar 2 | PA | 62990 | PAWT2 | 20 | Solar Photovoltaic | SUN | PV | (V) Under construction, more than 50 percent complete | 20 | No
2020 | 8 | 61219 | Longroad Energy Services LLC | IPP | El Campo Wind | TX | 62765 | CAMPO | 242.8 | Onshore Wind Turbine | WND | WT | (V) Under construction, more than 50 percent complete | 242.8 | No
2020 | 8 | 62915 | Madison Energy Holdings LLC | IPP | Sobania Community Solar LLC | MN | 63791 | SOB01 | 1 | Solar Photovoltaic | SUN | PV | (V) Under construction, more than 50 percent complete | 1 | No
2020 | 8 | 62915 | Madison Energy Holdings LLC | IPP | Stevens Community Solar LLC | MN | 63794 | ST001 | 1 | Solar Photovoltaic | SUN | PV | (V) Under construction, more than 50 percent complete | 1 | No
2020 | 8 | 62915 | Madison Energy Holdings LLC | IPP | Studenski Community Solar LLC | MN | 63793 | STU01 | 1 | Solar Photovoltaic | SUN | PV | (V) Under construction, more than 50 percent complete | 1 | No
2020 | 8 | 62915 | Madison Energy Holdings LLC | IPP | Svihel Community Solar LLC | MN | 63792 | SVH01 | 1 | Solar Photovoltaic | SUN | PV | (V) Under construction, more than 50 percent complete | 1 | No
2020 | 8 | 63471 | NES Olympos | IPP | Eagle Solar | NC | 60161 | PV1 | 4 | Solar Photovoltaic | SUN | PV | (T) Regulatory approvals received. Not under construction | 4 | No
2020 | 8 | 63471 | NES Olympos | IPP | Willard Solar | NC | 60287 | PV1 | 4.9 | Solar Photovoltaic | SUN | PV | (T) Regulatory approvals received. Not under construction | 5 | No
2020 | 8 | 63461 | NY- CSG- Johnstown 2 | IPP | NY- CSG- Johnstown 2 | NY | 63780 | JOHN2 | 2 | Solar Photovoltaic | SUN | PV | (T) Regulatory approvals received. Not under construction | 2 | No
2020 | 8 | 63462 | NY- CSG- Livingston 4 | IPP | NY- CSG- Livingston 4 | NY | 63781 | LIV4 | 2 | Solar Photovoltaic | SUN | PV | (T) Regulatory approvals received. Not under construction | 2 | No
2020 | 8 | 63185 | Neighborhood Power Corp. | IPP | Mt Hope Solar | OR | 63663 | W0053 | 2.5 | Solar Photovoltaic | SUN | PV | (P) Planned for installation, but regulatory approvals not initiated | 2.5 | Yes
2020 | 8 | 63185 | Neighborhood Power Corp. | IPP | River Valley Solar | OR | 63665 | W0054 | 1.9 | Solar Photovoltaic | SUN | PV | (P) Planned for installation, but regulatory approvals not initiated | 1.9 | Yes
2020 | 8 | 63185 | Neighborhood Power Corp. | IPP | Williams Acres Solar | OR | 63664 | W0055 | 2.5 | Solar Photovoltaic | SUN | PV | (P) Planned for installation, but regulatory approvals not initiated | 2.5 | Yes
2020 | 8 | 13484 | New York Methodist Hospital | IPP | New York Methodist Hospital | NY | 52091 | CCHEG | 1.5 | Petroleum Liquids | DFO | IC | (TS) Construction complete, but not yet in commercial operation | 1.5 | No
2020 | 8 | 62869 | Novel Benedix Solar LLC CSG | IPP | Novel Benedix Solar CSG | MN | 63010 | BNDX | 1 | Solar Photovoltaic | SUN | PV | (U) Under construction, less than or equal to 50 percent complete | 1 | No
2020 | 8 | 62848 | Novel Jewison Solar LLC CSG | IPP | Novel Jewison Solar CSG | MN | 62984 | JEWI | 1 | Solar Photovoltaic | SUN | PV | (U) Under construction, less than or equal to 50 percent complete | 1 | No
2020 | 8 | 62850 | Novel Kanewischer Solar LLC CSG | IPP | Novel Kanewischer Solar CSG | MN | 62986 | KANE | 1 | Solar Photovoltaic | SUN | PV | (TS) Construction complete, but not yet in commercial operation | 1 | No
2020 | 8 | 62846 | Novel Schmoll Farms Solar LLC CSG | IPP | Novel Schmoll Farms Solar CSG | MN | 62982 | SCHM | 1 | Solar Photovoltaic | SUN | PV | (V) Under construction, more than 50 percent complete | 1 | No
2020 | 8 | 62867 | Novel Winegar Partnership Solar CSG | IPP | Novel Winegar Partnership Solar CSG | MN | 63008 | WINE | 1 | Solar Photovoltaic | SUN | PV | (T) Regulatory approvals received. Not under construction | 1 | No
2020 | 8 | 62633 | Plum Creek Wind, LLC | IPP | Plum Creek Wind Project (NE) | NE | 62711 | PLUM | 230 | Onshore Wind Turbine | WND | WT | (V) Under construction, more than 50 percent complete | 230 | No
2020 | 8 | 56215 | RWE Renewables Americas LLC | IPP | Cranell Wind Farm LLC | TX | 62416 | WT1 | 220 | Onshore Wind Turbine | WND | WT | (V) Under construction, more than 50 percent complete | 220 | No
2020 | 8 | 16534 | Sacramento Municipal Util Dist | Electric Utility | White Rock/Slab Creek | CA | 435 | H3 | 2.7 | Conventional Hydroelectric | WAT | HY | (U) Under construction, less than or equal to 50 percent complete | 2.7 | No
2020 | 8 | 58798 | Shell Chemical Appalachia LLC | Industrial | Shell Chemical Appalachia LLC | PA | 58933 | GTG1 | 37.1 | Natural Gas Fired Combined Cycle | NG | CT | (V) Under construction, more than 50 percent complete | 41.5 | No
2020 | 8 | 58798 | Shell Chemical Appalachia LLC | Industrial | Shell Chemical Appalachia LLC | PA | 58933 | GTG2 | 37.1 | Natural Gas Fired Combined Cycle | NG | CT | (V) Under construction, more than 50 percent complete | 41.5 | No
2020 | 8 | 58798 | Shell Chemical Appalachia LLC | Industrial | Shell Chemical Appalachia LLC | PA | 58933 | GTG3 | 37.1 | Natural Gas Fired Combined Cycle | NG | CT | (V) Under construction, more than 50 percent complete | 41.5 | No
2020 | 8 | 60531 | Standard Solar | IPP | Town of Burrillville Solar | RI | 62898 | X0042 | 4.2 | Solar Photovoltaic | SUN | PV | (V) Under construction, more than 50 percent complete | 4.2 | No
2020 | 8 | 60531 | Standard Solar | IPP | USS Cougar Solar LLC CSG | MN | 63158 | COUGR | 1 | Solar Photovoltaic | SUN | PV | (U) Under construction, less than or equal to 50 percent complete | 1 | No
2020 | 8 | 60531 | Standard Solar | IPP | USS Flower Solar LLC CSG | MN | 63159 | FLOWR | 1 | Solar Photovoltaic | SUN | PV | (U) Under construction, less than or equal to 50 percent complete | 1 | No
2020 | 8 | 60531 | Standard Solar | IPP | USS Horne North Solar LLC CSG | MN | 63154 | HORNN | 1 | Solar Photovoltaic | SUN | PV | (U) Under construction, less than or equal to 50 percent complete | 1 | No
2020 | 8 | 60531 | Standard Solar | IPP | USS Horne South Solar LLC CSG | MN | 63155 | HORNS | 1 | Solar Photovoltaic | SUN | PV | (U) Under construction, less than or equal to 50 percent complete | 1 | No
2020 | 8 | 60531 | Standard Solar | IPP | USS JJ Clay Solar LLC CSG | MN | 63156 | JJCLY | 1 | Solar Photovoltaic | SUN | PV | (U) Under construction, less than or equal to 50 percent complete | 1 | No
2020 | 8 | 60531 | Standard Solar | IPP | USS Verde Solar LLC CSG | MN | 63157 | VERDE | 1 | Solar Photovoltaic | SUN | PV | (U) Under construction, less than or equal to 50 percent complete | 1 | No
2020 | 8 | 62819 | Syncarpha Halifax, LLC | IPP | Syncarpha Halifax Hybrid | MA | 62973 | SYHAS | 1.7 | Solar Photovoltaic | SUN | PV | (V) Under construction, more than 50 percent complete | 1.7 | No
2020 | 8 | 62821 | Syncarpha Northampton, LLC | IPP | Syncarpha Northampton Hybrid | MA | 62976 | SYNOS | 3.6 | Solar Photovoltaic | SUN | PV | (V) Under construction, more than 50 percent complete | 3.6 | No
2020 | 8 | 59598 | Tooele Army Depot | IPP | Tooele Army Depot | UT | 59817 | PV1 | 1.5 | Solar Photovoltaic | SUN | PV | (V) Under construction, more than 50 percent complete | 1.5 | No
2020 | 8 | 62946 | USS All In Solar LLC | IPP | USS All In Solar LLC CSG | MN | 63160 | ALLIN | 1 | Solar Photovoltaic | SUN | PV | (U) Under construction, less than or equal to 50 percent complete | 1 | No
2020 | 8 | 62954 | USS Bush Solar LLC | IPP | USS Bush Solar LLC CSG | MN | 63166 | BUSH | 1 | Solar Photovoltaic | SUN | PV | (U) Under construction, less than or equal to 50 percent complete | 1 | No
2020 | 8 | 62955 | USS Hancock Solar | IPP | USS Hancock Solar LLC CSG | MN | 63167 | HNCCK | 1 | Solar Photovoltaic | SUN | PV | (U) Under construction, less than or equal to 50 percent complete | 1 | No
2020 | 8 | 62956 | USS Pheasant Solar LLC | IPP | USS Pheasant Solar LLC | MN | 63168 | PHSNT | 1 | Solar Photovoltaic | SUN | PV | (U) Under construction, less than or equal to 50 percent complete | 1 | No
2020 | 8 | 62953 | USS Reindeer Solar LLC | IPP | USS Reindeer Solar LLC CSG | MN | 63165 | RENDR | 1 | Solar Photovoltaic | SUN | PV | (U) Under construction, less than or equal to 50 percent complete | 1 | No
2020 | 8 | 62701 | Vista Solar, Inc. | IPP | Hopkinton Phase 2 | RI | 63191 | HTP2 | 2.5 | Solar Photovoltaic | SUN | PV | (V) Under construction, more than 50 percent complete | 2.5 | No
2020 | 8 | 60154 | White Street Renewables LLC | IPP | White Street Renewables | NC | 60364 | WSPV | 3.4 | Solar Photovoltaic | SUN | PV | (U) Under construction, less than or equal to 50 percent complete | 3.4 | No
2020 | 9 | 61012 | AES Distributed Energy | IPP | Greenwich Solar 1, LLC | NY | 63411 | RTE40 | 1 | Solar Photovoltaic | SUN | PV | (U) Under construction, less than or equal to 50 percent complete | 5 | No
2020 | 9 | 62747 | Acorn I Energy Storage LLC | IPP | Acorn I Energy Storage LLC | CA | 62874 | ACOR1 | 2 | Batteries | MWH | BA | (U) Under construction, less than or equal to 50 percent complete | 2 | No
2020 | 9 | 59474 | BQ Energy LLC | IPP | Yeoman Creek | IL | 61910 | YEOM | 8.8 | Solar Photovoltaic | SUN | PV | (L) Regulatory approvals pending. Not under construction | 8.8 | Yes
2020 | 9 | 63373 | Bitter Ridge Wind Farm, LLC | IPP | Bitter Ridge Wind Farm, LLC | IN | 63666 | BIT | 130 | Onshore Wind Turbine | WND | WT | (V) Under construction, more than 50 percent complete | 130 | No
2020 | 9 | 63487 | Bronco Plains Wind, LLC | IPP | Bronco Plains Wind, LLC | CO | 63803 | WBOPL | 299 | Onshore Wind Turbine | WND | WT | (V) Under construction, more than 50 percent complete | 300 | No
2020 | 9 | 63407 | Butler Solar, LLC | IPP | Butler Solar, LLC | OR | 63694 | 13501 | 4 | Solar Photovoltaic | SUN | PV | (U) Under construction, less than or equal to 50 percent complete | 4 | No
2020 | 9 | 56769 | Consolidated Edison Development Inc. | IPP | Red Lake Falls Community Hybrid | MN | 63689 | RLFS | 1 | Solar Photovoltaic | SUN | PV | (L) Regulatory approvals pending. Not under construction | 1 | Yes
2020 | 9 | 56769 | Consolidated Edison Development Inc. | IPP | Red Lake Falls Community Hybrid | MN | 63689 | RLFW | 4.6 | Onshore Wind Turbine | WND | WT | (U) Under construction, less than or equal to 50 percent complete | 4.6 | No
2020 | 9 | 5109 | DTE Electric Company | Electric Utility | Fairbanks Wind Park | MI | 63600 | 1 | 72.5 | Onshore Wind Turbine | WND | WT | (U) Under construction, less than or equal to 50 percent complete | 72.5 | No
2020 | 9 | 61610 | Delaware River Solar, LLC | IPP | Route 22 Community Solar Farm | NY | 62524 | 1444 | 3.7 | Solar Photovoltaic | SUN | PV | (T) Regulatory approvals received. Not under construction | 3.7 | No
2020 | 9 | 61610 | Delaware River Solar, LLC | IPP | Yellow Mills Rd #1 Community Solar Farm | NY | 62517 | 1142 | 2.3 | Solar Photovoltaic | SUN | PV | (L) Regulatory approvals pending. Not under construction | 2.3 | Yes
2020 | 9 | 61610 | Delaware River Solar, LLC | IPP | Yellow Mills Rd #2 Community Solar Farm | NY | 62518 | 1181 | 2.3 | Solar Photovoltaic | SUN | PV | (L) Regulatory approvals pending. Not under construction | 2.3 | Yes
2020 | 9 | 61610 | Delaware River Solar, LLC | IPP | Yellow Mills Rd #3 Community Solar Farm | NY | 62519 | 1244 | 2.3 | Solar Photovoltaic | SUN | PV | (L) Regulatory approvals pending. Not under construction | 2.3 | Yes
2020 | 9 | 5248 | Dominion Energy Inc | Electric Utility | Grasshopper Solar | VA | 62813 | GRHS | 80 | Solar Photovoltaic | SUN | PV | (V) Under construction, more than 50 percent complete | 80 | No
2020 | 9 | 57202 | E&E Enterprises LLC | IPP | Allendorf | IA | 56215 | ET | 1.8 | Onshore Wind Turbine | WND | WT | (TS) Construction complete, but not yet in commercial operation | 2 | No
2020 | 9 | 58970 | Ecoplexus, Inc | IPP | Underwood PV2 | NC | 60998 | UNWD2 | 16 | Solar Photovoltaic | SUN | PV | (V) Under construction, more than 50 percent complete | 16 | No
2020 | 9 | 62856 | Forefront Power, LLC | IPP | UC Santa Cruz Solar | CA | 63091 | 246 | 2.2 | Solar Photovoltaic | SUN | PV | (U) Under construction, less than or equal to 50 percent complete | 2.2 | No
2020 | 9 | 6541 | Formosa Plastics Corp | Industrial | Formosa Utility Venture Ltd | TX | 10554 | 3ST1 | 38 | Natural Gas Fired Combined Cycle | NG | CA | (V) Under construction, more than 50 percent complete | 40 | No
2020 | 9 | 62720 | Frontier Windpower II, LLC | IPP | Frontier Windpower II | OK | 62837 | FW2 | 351.8 | Onshore Wind Turbine | WND | WT | (U) Under construction, less than or equal to 50 percent complete | 351.8 | No
2020 | 9 | 62759 | Geronimo Energy | IPP | Aster Community Solar Garden, LLC | MN | 63305 | ASTER | 1 | Solar Photovoltaic | SUN | PV | (U) Under construction, less than or equal to 50 percent complete | 1 | No
2020 | 9 | 62759 | Geronimo Energy | IPP | Geranium Solar, LLC | MN | 63317 | GERNM | 1 | Solar Photovoltaic | SUN | PV | (U) Under construction, less than or equal to 50 percent complete | 1 | No
2020 | 9 | 62759 | Geronimo Energy | IPP | Hyacinth Solar, LLC | MN | 63312 | HYCIN | 1 | Solar Photovoltaic | SUN | PV | (U) Under construction, less than or equal to 50 percent complete | 1 | No
2020 | 9 | 62759 | Geronimo Energy | IPP | Iris Solar, LLC (MN) | MN | 63319 | IRIS | 1 | Solar Photovoltaic | SUN | PV | (U) Under construction, less than or equal to 50 percent complete | 1 | No
2020 | 9 | 62759 | Geronimo Energy | IPP | Kerria Solar, LLC | MN | 63315 | KERIA | 1 | Solar Photovoltaic | SUN | PV | (U) Under construction, less than or equal to 50 percent complete | 1 | No
2020 | 9 | 62759 | Geronimo Energy | IPP | Primrose Solar, LLC | MN | 63314 | PROSE | 1 | Solar Photovoltaic | SUN | PV | (U) Under construction, less than or equal to 50 percent complete | 1 | No
2020 | 9 | 62696 | Gichi Noodin Wind Farm, LLC | IPP | Gichi Noodin Wind Farm | MI | 62815 | GNWF1 | 72.8 | Onshore Wind Turbine | WND | WT | (U) Under construction, less than or equal to 50 percent complete | 72.8 | No
2020 | 9 | 9191 | Idaho Power Co | Electric Utility | Shoshone Falls | ID | 818 | 4 | 3.2 | Conventional Hydroelectric | WAT | HY | (V) Under construction, more than 50 percent complete | 3.2 | No
2020 | 9 | 9234 | Indiana Municipal Power Agency | Electric Utility | Centerville Solar Park | IN | 62794 | SCENT | 1 | Solar Photovoltaic | SUN | PV | (U) Under construction, less than or equal to 50 percent complete | 1 | No
2020 | 9 | 9234 | Indiana Municipal Power Agency | Electric Utility | Crawfordsville 5 Solar Park | IN | 62793 | SCRA5 | 9.7 | Solar Photovoltaic | SUN | PV | (V) Under construction, more than 50 percent complete | 9.7 | No
2020 | 9 | 9417 | Interstate Power and Light Co | Electric Utility | Richland | IA | 62080 | 1 | 130.1 | Onshore Wind Turbine | WND | WT | (V) Under construction, more than 50 percent complete | 130.1 | No
2020 | 9 | 63289 | Key Capture Energy | IPP | NY3 Battery | NY | 63585 | NY3 | 3 | Batteries | MWH | BA | (U) Under construction, less than or equal to 50 percent complete | 3 | No
2020 | 9 | 10273 | Kimberly-Clark Corp | Industrial | Chester Operations | PA | 50410 | 6 | 14.1 | Natural Gas Fired Combined Cycle | NG | CT | (V) Under construction, more than 50 percent complete | 17.3 | No
2020 | 9 | 62897 | MSB Investors, LLC | Electric CHP | ReSource Center | CA | 63094 | SBAD1 | 1.1 | Other Waste Biomass | OBG | IC | (V) Under construction, more than 50 percent complete | 1.1 | No
2020 | 9 | 62897 | MSB Investors, LLC | Electric CHP | ReSource Center | CA | 63094 | SBAD2 | 1.1 | Other Waste Biomass | OBG | IC | (V) Under construction, more than 50 percent complete | 1.1 | No
2020 | 9 | 62915 | Madison Energy Holdings LLC | IPP | Hinterland CSG, LLC | MN | 63817 | HIN01 | 1 | Solar Photovoltaic | SUN | PV | (V) Under construction, more than 50 percent complete | 1 | No
2020 | 9 | 62726 | Mountain Breeze Wind, LLC | IPP | Mountain Breeze Wind, LLC | CO | 62840 | MTBRZ | 170 | Onshore Wind Turbine | WND | WT | (V) Under construction, more than 50 percent complete | 170 | No
2020 | 9 | 56990 | NJR Clean Energy Ventures Corporation | IPP | ACCP NJ 1 | NJ | 63198 | ACCP1 | 1.2 | Solar Photovoltaic | SUN | PV | (U) Under construction, less than or equal to 50 percent complete | 1.2 | No
2020 | 9 | 56990 | NJR Clean Energy Ventures Corporation | IPP | Monroe Solar Farm, LLC | NJ | 63451 | MONR1 | 13.1 | Solar Photovoltaic | SUN | PV | (V) Under construction, more than 50 percent complete | 13.1 | No
2020 | 9 | 63331 | Organic Energy Solutions, Inc. | Electric CHP | OES Biogas Power | CA | 63622 | OES01 | 1.3 | Other Waste Biomass | OBG | IC | (V) Under construction, more than 50 percent complete | 1.3 | No
2020 | 9 | 63331 | Organic Energy Solutions, Inc. | Electric CHP | OES Biogas Power | CA | 63622 | OES02 | 1.3 | Other Waste Biomass | OBG | IC | (V) Under construction, more than 50 percent complete | 1.3 | No
2020 | 9 | 14624 | PUD No 2 of Grant County | Electric Utility | Wanapum | WA | 3888 | 4A | 122 | Conventional Hydroelectric | WAT | HY | (V) Under construction, more than 50 percent complete | 122 | No
2020 | 9 | 61521 | Pegasus Wind, LLC | IPP | Pegasus Wind | MI | 61916 | PWEC2 | 82.2 | Onshore Wind Turbine | WND | WT | (U) Under construction, less than or equal to 50 percent complete | 82.2 | No
2020 | 9 | 61592 | Pleinmont Solar 1 LLC | IPP | Pleinmont Solar 1 | VA | 62012 | PLNM1 | 75 | Solar Photovoltaic | SUN | PV | (U) Under construction, less than or equal to 50 percent complete | 75 | No
2020 | 9 | 15466 | Public Service Co of Colorado | Electric Utility | Cheyenne Ridge Wind Farm | CO | 62952 | CRW01 | 488 | Onshore Wind Turbine | WND | WT | (V) Under construction, more than 50 percent complete | 498.4 | No
2020 | 9 | 63449 | Renewable Properties, LLC | IPP | Ballenger Road Solar A | SC | 63759 | BALGR | 2 | Solar Photovoltaic | SUN | PV | (L) Regulatory approvals pending. Not under construction | 2 | Yes
2020 | 9 | 63449 | Renewable Properties, LLC | IPP | Soscol Ferry Solar | CA | 63761 | SSCLC | 1 | Solar Photovoltaic | SUN | PV | (T) Regulatory approvals received. Not under construction | 1 | No
2020 | 9 | 63449 | Renewable Properties, LLC | IPP | Soscol Ferry Solar | CA | 63761 | SSCLD | 1 | Solar Photovoltaic | SUN | PV | (T) Regulatory approvals received. Not under construction | 1 | No
2020 | 9 | 63449 | Renewable Properties, LLC | IPP | White Horse Solar A | SC | 63760 | WHRSA | 2 | Solar Photovoltaic | SUN | PV | (L) Regulatory approvals pending. Not under construction | 2 | Yes
2020 | 9 | 62047 | Roadrunner Solar, LLC | IPP | Roadrunner, LLC | TX | 62561 | RODR2 | 200 | Solar Photovoltaic | SUN | PV | (T) Regulatory approvals received. Not under construction | 200 | No
2020 | 9 | 61634 | SR Terrell, LLC | IPP | SR Terrell | GA | 62058 | TERRL | 74 | Solar Photovoltaic | SUN | PV | (V) Under construction, more than 50 percent complete | 74 | No
2020 | 9 | 62844 | Spring Hope Solar 3, LLC | IPP | Spring Hope Solar 3, LLC | NC | 62997 | PGR09 | 4.9 | Solar Photovoltaic | SUN | PV | (U) Under construction, less than or equal to 50 percent complete | 4.9 | No
2020 | 9 | 58658 | Sunlight Partners | IPP | Cash Solar | NC | 60178 | PV1 | 5 | Solar Photovoltaic | SUN | PV | (T) Regulatory approvals received. Not under construction | 5 | No
2020 | 9 | 62821 | Syncarpha Northampton, LLC | IPP | Syncarpha Northampton Hybrid | MA | 62976 | SYNOB | 2 | Batteries | MWH | BA | (U) Under construction, less than or equal to 50 percent complete | 2 | No
2020 | 9 | 62825 | Syncarpha Northbridge II, LLC | IPP | Syncarpha Northbridge II Hybrid | MA | 62978 | SYN2S | 5 | Solar Photovoltaic | SUN | PV | (V) Under construction, more than 50 percent complete | 5 | No
2020 | 9 | 62044 | TG High Prairie Wind, LLC | IPP | High Prairie Wind Farm | MO | 62563 | HPWF | 400 | Onshore Wind Turbine | WND | WT | (V) Under construction, more than 50 percent complete | 400 | No
2020 | 9 | 61534 | Techren Solar III LLC | IPP | Techren Solar III LLC | NV | 61931 | TECH3 | 25 | Solar Photovoltaic | SUN | PV | (U) Under construction, less than or equal to 50 percent complete | 25 | No
2020 | 9 | 61535 | Techren Solar IV LLC | IPP | Techren Solar IV LLC | NV | 61932 | TECH4 | 25 | Solar Photovoltaic | SUN | PV | (U) Under construction, less than or equal to 50 percent complete | 25 | No
2020 | 9 | 61890 | Tenaska Nobles 2 Power Partners, LLC | IPP | Nobles 2 Wind Project | MN | 62364 | WT1 | 250 | Onshore Wind Turbine | WND | WT | (U) Under construction, less than or equal to 50 percent complete | 250 | No
2020 | 9 | 24211 | Tucson Electric Power Co | Electric Utility | Oso Grande Wind Farm | NM | 63502 | OGW24 | 33.8 | Onshore Wind Turbine | WND | WT | (U) Under construction, less than or equal to 50 percent complete | 33.8 | No
2020 | 9 | 24211 | Tucson Electric Power Co | Electric Utility | Oso Grande Wind Farm | NM | 63502 | OGW45 | 216 | Onshore Wind Turbine | WND | WT | (U) Under construction, less than or equal to 50 percent complete | 216 | No
2020 | 9 | 62701 | Vista Solar, Inc. | IPP | Bio-Rad | CA | 63189 | BIORD | 2.4 | Solar Photovoltaic | SUN | PV | (L) Regulatory approvals pending. Not under construction | 2.5 | Yes
2020 | 9 | 63490 | Williamsville Road LLC | IPP | Williamsville | MA | 63805 | WIL | 5 | Solar Photovoltaic | SUN | PV | (U) Under construction, less than or equal to 50 percent complete | 5 | No
2020 | 10 | 63186 | 1001 Ebenezer Church Solar, LLC | IPP | 1001 Ebenezer Church Solar | NC | 63444 | 1001 | 5 | Solar Photovoltaic | SUN | PV | (P) Planned for installation, but regulatory approvals not initiated | 5 | Yes
2020 | 10 | 63193 | 1045 Tomlin Mill Solar, LLC | IPP | 1045 Tomlin Mill Solar | NC | 63448 | 1045 | 4.9 | Solar Photovoltaic | SUN | PV | (P) Planned for installation, but regulatory approvals not initiated | 4.9 | Yes
2020 | 10 | 63191 | 1073 Onslow Solar, LLC | IPP | 1073 Onslow Solar | NC | 63446 | 1073 | 4.7 | Solar Photovoltaic | SUN | PV | (P) Planned for installation, but regulatory approvals not initiated | 4.7 | Yes
2020 | 10 | 61012 | AES Distributed Energy | IPP | Middletown Solar 1, LLC | NY | 63415 | BATT | 1.6 | Batteries | MWH | BA | (U) Under construction, less than or equal to 50 percent complete | 1.6 | No
2020 | 10 | 61012 | AES Distributed Energy | IPP | Middletown Solar 1, LLC | NY | 63415 | CENTR | 1.6 | Solar Photovoltaic | SUN | PV | (U) Under construction, less than or equal to 50 percent complete | 1.6 | No
2020 | 10 | 59474 | BQ Energy LLC | IPP | Mount Kisco Landfill Solar & Storage | NY | 63774 | KRS | 1 | Solar Photovoltaic | SUN | PV | (T) Regulatory approvals received. Not under construction | 1 | No
2020 | 10 | 59474 | BQ Energy LLC | IPP | West Valley East | NY | 62738 | WVE | 5 | Solar Photovoltaic | SUN | PV | (L) Regulatory approvals pending. Not under construction | 5 | Yes
2020 | 10 | 59474 | BQ Energy LLC | IPP | West Valley West | NY | 62737 | WVW | 5 | Solar Photovoltaic | SUN | PV | (L) Regulatory approvals pending. Not under construction | 5 | Yes
2020 | 10 | 63208 | Bighorn Solar, LLC | IPP | Bighorn Solar | OR | 63467 | PGR16 | 2.2 | Solar Photovoltaic | SUN | PV | (U) Under construction, less than or equal to 50 percent complete | 2.2 | No
2020 | 10 | 2265 | Bristol-Myers Squibb Co | IPP | Bristol Myers Squibb Lawrenceville | NJ | 58947 | TG102 | 5 | Natural Gas Fired Combustion Turbine | NG | GT | (V) Under construction, more than 50 percent complete | 5.4 | No
2020 | 10 | 63073 | Chicot Solar, LLC | IPP | Chicot Solar | AR | 63295 | CHICO | 100 | Solar Photovoltaic | SUN | PV | (V) Under construction, more than 50 percent complete | 100 | No
2020 | 10 | 56769 | Consolidated Edison Development Inc. | IPP | CED Peoria Solar | IL | 63656 | PS1 | 2 | Solar Photovoltaic | SUN | PV | (T) Regulatory approvals received. Not under construction | 2 | No
2020 | 10 | 59319 | Cotton Solar, LLC | IPP | Cotton Solar | SC | 59572 | PV1 | 16 | Solar Photovoltaic | SUN | PV | (L) Regulatory approvals pending. Not under construction | 16 | Yes
2020 | 10 | 61610 | Delaware River Solar, LLC | IPP | Big Tree Community Solar Farm | NY | 62476 | 607 | 2 | Solar Photovoltaic | SUN | PV | (U) Under construction, less than or equal to 50 percent complete | 2 | No
2020 | 10 | 61610 | Delaware River Solar, LLC | IPP | Route 19 #1 Community Solar Farm | NY | 62500 | 1258 | 2 | Solar Photovoltaic | SUN | PV | (T) Regulatory approvals received. Not under construction | 2 | No
2020 | 10 | 61610 | Delaware River Solar, LLC | IPP | Route 19 #2 Community Solar Farm | NY | 62502 | 1415 | 5 | Solar Photovoltaic | SUN | PV | (T) Regulatory approvals received. Not under construction | 5 | No
2020 | 10 | 61610 | Delaware River Solar, LLC | IPP | Route 5 & 20 Community Solar Farm | NY | 62523 | 1093 | 2.3 | Solar Photovoltaic | SUN | PV | (L) Regulatory approvals pending. Not under construction | 2.3 | Yes
2020 | 10 | 61610 | Delaware River Solar, LLC | IPP | State Route 64N Community Solar Farm | NY | 62520 | 1089 | 1.2 | Solar Photovoltaic | SUN | PV | (T) Regulatory approvals received. Not under construction | 1.2 | No
2020 | 10 | 61610 | Delaware River Solar, LLC | IPP | Telegraph Rd #1 Community Solar Farm | NY | 62496 | 1268 | 3.8 | Solar Photovoltaic | SUN | PV | (T) Regulatory approvals received. Not under construction | 3.8 | No
2020 | 10 | 61610 | Delaware River Solar, LLC | IPP | Telegraph Rd #2 Community Solar Farm | NY | 62498 | 1413 | 2 | Solar Photovoltaic | SUN | PV | (T) Regulatory approvals received. Not under construction | 2 | No
2020 | 10 | 57170 | EDF Renewable Asset Holdings, Inc. | IPP | Coyote Wind LLC | TX | 63655 | COY | 242.5 | Onshore Wind Turbine | WND | WT | (U) Under construction, less than or equal to 50 percent complete | 242.5 | No
2020 | 10 | 56201 | Engie North America | IPP | ENGIE Long Draw Solar LLC | TX | 62845 | SP1 | 225 | Solar Photovoltaic | SUN | PV | (U) Under construction, less than or equal to 50 percent complete | 225 | No
2020 | 10 | 56201 | Engie North America | IPP | King Plains Wind Project | OK | 63104 | WTG | 250.2 | Onshore Wind Turbine | WND | WT | (U) Under construction, less than or equal to 50 percent complete | 250.2 | No
2020 | 10 | 56201 | Engie North America | IPP | Prairie Hill Wind Project | TX | 63100 | WTG | 300 | Onshore Wind Turbine | WND | WT | (U) Under construction, less than or equal to 50 percent complete | 300 | No
2020 | 10 | 63417 | ISM Solar Cranston, LLC | IPP | ISM Solar Cranston | RI | 63718 | CR | 3.4 | Solar Photovoltaic | SUN | PV | (U) Under construction, less than or equal to 50 percent complete | 3.4 | No
2020 | 10 | 61853 | Innogy Renewables US LLC | IPP | Scioto Ridge Wind Farm | OH | 58780 | 1 | 249.8 | Onshore Wind Turbine | WND | WT | (U) Under construction, less than or equal to 50 percent complete | 249.8 | No
2020 | 10 | 49893 | Invenergy Services LLC | IPP | Harry Allen Solar Energy LLC | NV | 63080 | GEN1 | 118.8 | Solar Photovoltaic | SUN | PV | (U) Under construction, less than or equal to 50 percent complete | 118.8 | No
2020 | 10 | 59685 | JPMorgan Chase Bank | Commercial | South Campus Solar | DE | 59922 | G1789 | 1.8 | Solar Photovoltaic | SUN | PV | (U) Under construction, less than or equal to 50 percent complete | 1.8 | No
2020 | 10 | 63244 | KSI II Consolidated, LLC | IPP | County Route 11 Community Solar Farm | NY | 62507 | 1419 | 4.1 | Solar Photovoltaic | SUN | PV | (T) Regulatory approvals received. Not under construction | 4.1 | No
2020 | 10 | 63244 | KSI II Consolidated, LLC | IPP | Frey Rd #1 Community Solar Farm | NY | 62504 | 1159 | 2 | Solar Photovoltaic | SUN | PV | (T) Regulatory approvals received. Not under construction | 2 | No
2020 | 10 | 63244 | KSI II Consolidated, LLC | IPP | Frey Rd #2 Community Solar Farm | NY | 62521 | 1442 | 1.4 | Solar Photovoltaic | SUN | PV | (T) Regulatory approvals received. Not under construction | 1.4 | No
2020 | 10 | 63244 | KSI II Consolidated, LLC | IPP | Furnace Rd Community Solar Farm | NY | 62508 | 1420 | 3 | Solar Photovoltaic | SUN | PV | (T) Regulatory approvals received. Not under construction | 3 | No
2020 | 10 | 63431 | Las Majadas Wind Farm, LLC | IPP | Las Majadas Wind Farm | TX | 63739 | LMAJ | 272.6 | Onshore Wind Turbine | WND | WT | (U) Under construction, less than or equal to 50 percent complete | 272.6 | No
2020 | 10 | 62842 | Lightsource Renewable Energy Asset Management, LLC | IPP | Elk Hill Solar 2 | PA | 63768 | PAEH2 | 15 | Solar Photovoltaic | SUN | PV | (P) Planned for installation, but regulatory approvals not initiated | 15 | Yes
2020 | 10 | 61219 | Longroad Energy Services LLC | IPP | Weaver Wind | ME | 63132 | WEAVR | 72.6 | Onshore Wind Turbine | WND | WT | (U) Under construction, less than or equal to 50 percent complete | 72.6 | No
2020 | 10 | 63394 | MSAP 13, LLC | IPP | MSAP 13 | NY | 63675 | TROYL | 2 | Solar Photovoltaic | SUN | PV | (V) Under construction, more than 50 percent complete | 2 | No
2020 | 10 | 63204 | Mohea Solar Energy Center, LLC | IPP | Mohea Solar Energy Center, LLC | SC | 63463 | PGR14 | 5 | Solar Photovoltaic | SUN | PV | (U) Under construction, less than or equal to 50 percent complete | 5 | No
2020 | 10 | 56990 | NJR Clean Energy Ventures Corporation | IPP | Galloway Landfill | NJ | 63698 | GALLO | 2.3 | Solar Photovoltaic | SUN | PV | (U) Under construction, less than or equal to 50 percent complete | 2.3 | No
2020 | 10 | 62868 | Novel Peter Solar LLC CSG | IPP | Novel Peter Solar CSG | MN | 63009 | PETR | 1 | Solar Photovoltaic | SUN | PV | (T) Regulatory approvals received. Not under construction | 1 | No
2020 | 10 | 63017 | Novel Wayne Solar LLC | IPP | Novel Wayne Solar LLC CSG | MN | 63249 | WAYNE | 1 | Solar Photovoltaic | SUN | PV | (U) Under construction, less than or equal to 50 percent complete | 1 | No
2020 | 10 | 63202 | Pika Solar, LLC | IPP | Pika Solar | OR | 63462 | PGR17 | 2.2 | Solar Photovoltaic | SUN | PV | (U) Under construction, less than or equal to 50 percent complete | 2.2 | No
2020 | 10 | 63299 | Ponderosa Wind, LLC | IPP | Ponderosa Wind Energy Center | OK | 63590 | PONDE | 200 | Onshore Wind Turbine | WND | WT | (U) Under construction, less than or equal to 50 percent complete | 200 | No
2020 | 10 | 56215 | RWE Renewables Americas LLC | IPP | Raymond Wind Farm, LLC | TX | 62909 | ERAYM | 200.2 | Onshore Wind Turbine | WND | WT | (U) Under construction, less than or equal to 50 percent complete | 200.2 | No
2020 | 10 | 62778 | Rattlesnake Flat, LLC | IPP | Rattlesnake | WA | 62936 | RAT | 144 | Onshore Wind Turbine | WND | WT | (U) Under construction, less than or equal to 50 percent complete | 144 | No
2020 | 10 | 63449 | Renewable Properties, LLC | IPP | Silveira Ranch Road Solar | CA | 63762 | SILVA | 1 | Solar Photovoltaic | SUN | PV | (T) Regulatory approvals received. Not under construction | 1 | No
2020 | 10 | 63449 | Renewable Properties, LLC | IPP | Silveira Ranch Road Solar | CA | 63762 | SILVB | 1 | Solar Photovoltaic | SUN | PV | (T) Regulatory approvals received. Not under construction | 1 | No
2020 | 10 | 63449 | Renewable Properties, LLC | IPP | Silveira Ranch Road Solar | CA | 63762 | SILVC | 1 | Solar Photovoltaic | SUN | PV | (T) Regulatory approvals received. Not under construction | 1 | No
2020 | 10 | 63164 | Robin Solar, LLC | IPP | Robin Solar | NC | 60165 | PV1 | 5 | Solar Photovoltaic | SUN | PV | (T) Regulatory approvals received. Not under construction | 5 | No
2020 | 10 | 63374 | Sanford Airport Solar, LLC | IPP | Sanford Solar | ME | 63667 | SAS | 49.4 | Solar Photovoltaic | SUN | PV | (U) Under construction, less than or equal to 50 percent complete | 49.4 | No
2020 | 10 | 58798 | Shell Chemical Appalachia LLC | Industrial | Shell Chemical Appalachia LLC | PA | 58933 | STG1 | 72.7 | Natural Gas Fired Combined Cycle | NG | CA | (V) Under construction, more than 50 percent complete | 75 | No
2020 | 10 | 58798 | Shell Chemical Appalachia LLC | Industrial | Shell Chemical Appalachia LLC | PA | 58933 | STG2 | 72.7 | Natural Gas Fired Combined Cycle | NG | CA | (V) Under construction, more than 50 percent complete | 75 | No
2020 | 10 | 63432 | SkyHigh 2 Solar | Commercial | Amazon - Moreno Valley | CA | 63740 | ONT6 | 2.2 | Solar Photovoltaic | SUN | PV | (P) Planned for installation, but regulatory approvals not initiated | 2.2 | Yes
2020 | 10 | 61677 | Sol Systems | IPP | ESA Buies Creek, LLC | NC | 63732 | 11630 | 2.8 | Solar Photovoltaic | SUN | PV | (U) Under construction, less than or equal to 50 percent complete | 2.8 | No
2020 | 10 | 60568 | Sugar Creek Wind One LLC | IPP | Sugar Creek Wind One LLC | IL | 58924 | SUG1 | 202 | Onshore Wind Turbine | WND | WT | (U) Under construction, less than or equal to 50 percent complete | 202 | No
2020 | 10 | 62814 | Syncarpha Leicester, LLC | IPP | Syncarpha Leicester Hybrid | MA | 62972 | SYLES | 2.6 | Solar Photovoltaic | SUN | PV | (U) Under construction, less than or equal to 50 percent complete | 2.6 | No
2020 | 10 | 62825 | Syncarpha Northbridge II, LLC | IPP | Syncarpha Northbridge II Hybrid | MA | 62978 | SYN2B | 3 | Batteries | MWH | BA | (U) Under construction, less than or equal to 50 percent complete | 3 | No
2020 | 10 | 62826 | Syncarpha Puddon I, LLC | IPP | Syncarpha Puddon I Hybrid | MA | 62969 | SYP1S | 5 | Solar Photovoltaic | SUN | PV | (V) Under construction, more than 50 percent complete | 5 | No
2020 | 10 | 62827 | Syncarpha Puddon II, LLC | IPP | Syncarpha Puddon II Hybrid | MA | 62970 | SYP2S | 5 | Solar Photovoltaic | SUN | PV | (V) Under construction, more than 50 percent complete | 5 | No
2020 | 10 | 60192 | Warbler Holdings, LLC | IPP | Warbler Holdings | NC | 60393 | PV1 | 4 | Solar Photovoltaic | SUN | PV | (L) Regulatory approvals pending. Not under construction | 4 | Yes
2020 | 10 | 20421 | Western Minnesota Mun Pwr Agny | Electric Utility | Red Rock Hydro Plant | IA | 58434 | 1 | 27.5 | Conventional Hydroelectric | WAT | HY | (V) Under construction, more than 50 percent complete | 18.2 | No
2020 | 10 | 20421 | Western Minnesota Mun Pwr Agny | Electric Utility | Red Rock Hydro Plant | IA | 58434 | 2 | 27.5 | Conventional Hydroelectric | WAT | HY | (V) Under construction, more than 50 percent complete | 18.2 | No
2020 | 10 | 62748 | Wildcat I Energy Storage LLC | IPP | Wildcat I Energy Storage LLC | CA | 62875 | WILD1 | 3 | Batteries | MWH | BA | (U) Under construction, less than or equal to 50 percent complete | 3 | No
2020 | 10 | 20856 | Wisconsin Power & Light Co | Electric Utility | Kossuth | IA | 62103 | 1 | 152.2 | Onshore Wind Turbine | WND | WT | (V) Under construction, more than 50 percent complete | 152.2 | No
2020 | 11 | 63192 | 1008 Matthews Solar, LLC | IPP | 1008 Matthews Solar | NC | 63447 | 1008 | 4.9 | Solar Photovoltaic | SUN | PV | (P) Planned for installation, but regulatory approvals not initiated | 4.9 | Yes
2020 | 11 | 61012 | AES Distributed Energy | IPP | Alicea Solar Project | MA | 63469 | ALICA | 2 | Solar Photovoltaic | SUN | PV | (V) Under construction, more than 50 percent complete | 2 | No
2020 | 11 | 61012 | AES Distributed Energy | IPP | Alicea Solar Project | MA | 63469 | BATT | 1.5 | Batteries | MWH | BA | (V) Under construction, more than 50 percent complete | 1.5 | No
2020 | 11 | 61012 | AES Distributed Energy | IPP | Annese Solar Project | MA | 63474 | ANNES | 4.6 | Solar Photovoltaic | SUN | PV | (V) Under construction, more than 50 percent complete | 4.6 | No
2020 | 11 | 61012 | AES Distributed Energy | IPP | Annese Solar Project | MA | 63474 | BATT | 3.2 | Batteries | MWH | BA | (V) Under construction, more than 50 percent complete | 3.2 | No
2020 | 11 | 61012 | AES Distributed Energy | IPP | West A&B Solar Project | MA | 63473 | BATT | 1.8 | Batteries | MWH | BA | (V) Under construction, more than 50 percent complete | 1.8 | No
2020 | 11 | 61012 | AES Distributed Energy | IPP | West A&B Solar Project | MA | 63473 | WEST | 2.5 | Solar Photovoltaic | SUN | PV | (V) Under construction, more than 50 percent complete | 2.5 | No
2020 | 11 | 61683 | Amadeus Wind LLC | IPP | Amadeus Wind Farm | TX | 62142 | AM-TX | 250 | Onshore Wind Turbine | WND | WT | (U) Under construction, less than or equal to 50 percent complete | 250 | No
2020 | 11 | 63419 | Augusta Solar, LLC | IPP | Augusta Solar | SC | 63720 | PGR23 | 2 | Solar Photovoltaic | SUN | PV | (T) Regulatory approvals received. Not under construction | 2 | No
2020 | 11 | 62881 | Chambers Road Solar LLC | IPP | Chambers Road Solar | NY | 62860 | 263 | 4 | Solar Photovoltaic | SUN | PV | (U) Under construction, less than or equal to 50 percent complete | 4 | No
2020 | 11 | 60609 | Clean Focus Renewables, Inc. | IPP | Rugged Solar LLC | CA | 57960 | 1 | 80 | Solar Photovoltaic | SUN | PV | (V) Under construction, more than 50 percent complete | 80 | No
2020 | 11 | 56769 | Consolidated Edison Development Inc. | IPP | Water Strider Solar | VA | 63549 | WSS | 80 | Solar Photovoltaic | SUN | PV | (U) Under construction, less than or equal to 50 percent complete | 80 | No
2020 | 11 | 63064 | Crowned Ridge Wind II LLC | IPP | Crowned Ridge Wind II Energy Center | SD | 63269 | CRW2 | 200.6 | Onshore Wind Turbine | WND | WT | (T) Regulatory approvals received. Not under construction | 200.6 | No
2020 | 11 | 5109 | DTE Electric Company | Electric Utility | Isabella Wind Park | MI | 63601 | 1 | 383.5 | Onshore Wind Turbine | WND | WT | (U) Under construction, less than or equal to 50 percent complete | 383.5 | No
2020 | 11 | 58468 | Dominion Renewable Energy | Electric Utility | Spring Grove I | VA | 61986 | SGIS | 97.9 | Solar Photovoltaic | SUN | PV | (U) Under construction, less than or equal to 50 percent complete | 97.9 | No
2020 | 11 | 56201 | Engie North America | IPP | Triple H Wind Project | SD | 63103 | WTG | 250.2 | Onshore Wind Turbine | WND | WT | (U) Under construction, less than or equal to 50 percent complete | 250.2 | No
2020 | 11 | 62759 | Geronimo Energy | IPP | Allium Community Solar Garden, LLC | MN | 63304 | ALIUM | 1 | Solar Photovoltaic | SUN | PV | (U) Under construction, less than or equal to 50 percent complete | 1 | No
2020 | 11 | 62759 | Geronimo Energy | IPP | Bellflower Solar, LLC | MN | 63318 | BELLF | 1 | Solar Photovoltaic | SUN | PV | (U) Under construction, less than or equal to 50 percent complete | 1 | No
2020 | 11 | 62759 | Geronimo Energy | IPP | Coral Bells Solar, LLC | MN | 63313 | CORAL | 1 | Solar Photovoltaic | SUN | PV | (U) Under construction, less than or equal to 50 percent complete | 1 | No
2020 | 11 | 62759 | Geronimo Energy | IPP | Honeysuckle Solar, LLC | MN | 63309 | HONEY | 1 | Solar Photovoltaic | SUN | PV | (U) Under construction, less than or equal to 50 percent complete | 1 | No
2020 | 11 | 62759 | Geronimo Energy | IPP | Lantana Solar, LLC | MN | 63311 | LANTA | 1 | Solar Photovoltaic | SUN | PV | (U) Under construction, less than or equal to 50 percent complete | 1 | No
2020 | 11 | 62759 | Geronimo Energy | IPP | Marigold Community Solar Garden, LLC | MN | 63308 | MGOLD | 1 | Solar Photovoltaic | SUN | PV | (U) Under construction, less than or equal to 50 percent complete | 1 | No
2020 | 11 | 62759 | Geronimo Energy | IPP | Westport Community Solar, LLC | MN | 63307 | WESTP | 1 | Solar Photovoltaic | SUN | PV | (U) Under construction, less than or equal to 50 percent complete | 1 | No
2020 | 11 | 60222 | Haida Energy, Inc. | Electric Utility | Hiilangaay Hydro | AK | 59037 | GEN 1 | 5 | Conventional Hydroelectric | WAT | HY | (P) Planned for installation, but regulatory approvals not initiated | 5 | Yes
2020 | 11 | 62879 | Hickory Grove #1 LLC | IPP | Hickory Grove #1 | NY | 62831 | 25 | 2 | Solar Photovoltaic | SUN | PV | (U) Under construction, less than or equal to 50 percent complete | 2 | No
2020 | 11 | 62880 | Hickory Grove #2 | IPP | Hickory Grove #2 | NY | 62832 | 309 | 1.7 | Solar Photovoltaic | SUN | PV | (U) Under construction, less than or equal to 50 percent complete | 1.7 | No
2020 | 11 | 63404 | Hunker Solar River, LLC | IPP | Hunker Solar River, LLC | PA | 63691 | 13502 | 3.3 | Solar Photovoltaic | SUN | PV | (U) Under construction, less than or equal to 50 percent complete | 3.3 | No
2020 | 11 | 9234 | Indiana Municipal Power Agency | Electric Utility | Richmond Solar Park 4 | IN | 62791 | SRIC4 | 7.1 | Solar Photovoltaic | SUN | PV | (U) Under construction, less than or equal to 50 percent complete | 7.1 | No
2020 | 11 | 49893 | Invenergy Services LLC | IPP | Crescent Valley Solar | NV | 62888 | GEN1 | 149 | Solar Photovoltaic | SUN | PV | (P) Planned for installation, but regulatory approvals not initiated | 149 | Yes
2020 | 11 | 49893 | Invenergy Services LLC | IPP | Lovelock Solar | NV | 62934 | GEN1 | 190 | Solar Photovoltaic | SUN | PV | (U) Under construction, less than or equal to 50 percent complete | 190 | No
2020 | 11 | 63128 | Jordan Creek Wind Farm, LLC | IPP | Jordan Creek Wind Farm, LLC | IN | 63389 | JCW | 400 | Onshore Wind Turbine | WND | WT | (U) Under construction, less than or equal to 50 percent complete | 400 | No
2020 | 11 | 62842 | Lightsource Renewable Energy Asset Management, LLC | IPP | Wildflower Solar 1 | CA | 62988 | CAWF1 | 13 | Solar Photovoltaic | SUN | PV | (U) Under construction, less than or equal to 50 percent complete | 13 | No
2020 | 11 | 63440 | Milford Solar I (NES) | IPP | Milford Solar 1 | UT | 62812 | MS1 | 99.9 | Solar Photovoltaic | SUN | PV | (V) Under construction, more than 50 percent complete | 99 | No
2020 | 11 | 63206 | Minke Solar, LLC | IPP | Minke Solar | OR | 63465 | PGR20 | 2.2 | Solar Photovoltaic | SUN | PV | (U) Under construction, less than or equal to 50 percent complete | 2.2 | No
2020 | 11 | 63014 | Novel Debra Solar LLC | IPP | Novel Debra Solar LLC CSG | MN | 63247 | DEBRA | 1 | Solar Photovoltaic | SUN | PV | (U) Under construction, less than or equal to 50 percent complete | 1 | No
2020 | 11 | 62758 | Orchard Windfarm, LLC | IPP | Orchard Windfarm, LLC | OR | 62935 | OCHW | 40 | Onshore Wind Turbine | WND | WT | (U) Under construction, less than or equal to 50 percent complete | 40 | No
2020 | 11 | 14232 | Otter Tail Power Co | Electric Utility | Merricourt Wind Energy Center | ND | 57048 | 1 | 150 | Onshore Wind Turbine | WND | WT | (U) Under construction, less than or equal to 50 percent complete | 150 | No
2020 | 11 | 14354 | PacifiCorp | Electric Utility | Ekola Flats | WY | 62591 | 1 | 250.9 | Onshore Wind Turbine | WND | WT | (P) Planned for installation, but regulatory approvals not initiated | 250.9 | Yes
2020 | 11 | 14354 | PacifiCorp | Electric Utility | TB Flats | WY | 62516 | 1 | 503.2 | Onshore Wind Turbine | WND | WT | (P) Planned for installation, but regulatory approvals not initiated | 503.2 | Yes
2020 | 11 | 61677 | Sol Systems | IPP | Eros Solar, LLC | NC | 63733 | 11631 | 5 | Solar Photovoltaic | SUN | PV | (U) Under construction, less than or equal to 50 percent complete | 5 | No
2020 | 11 | 61677 | Sol Systems | IPP | Ventura Solar, LLC | NC | 63734 | 11632 | 5 | Solar Photovoltaic | SUN | PV | (U) Under construction, less than or equal to 50 percent complete | 5 | No
2020 | 11 | 60531 | Standard Solar | IPP | USS KVPV Solar LLC | MN | 63169 | KVPV | 1 | Solar Photovoltaic | SUN | PV | (U) Under construction, less than or equal to 50 percent complete | 1 | No
2020 | 11 | 60531 | Standard Solar | IPP | USS Steamboat Solar LLC CSG | MN | 63221 | STMBT | 1 | Solar Photovoltaic | SUN | PV | (U) Under construction, less than or equal to 50 percent complete | 1 | No
2020 | 11 | 61668 | Strauss Wind LLC | IPP | Strauss Wind Farm | CA | 62113 | ST-CA | 98.8 | Onshore Wind Turbine | WND | WT | (U) Under construction, less than or equal to 50 percent complete | 98.8 | No
2020 | 11 | 62819 | Syncarpha Halifax, LLC | IPP | Syncarpha Halifax Hybrid | MA | 62973 | SYHAB | 2 | Batteries | MWH | BA | (U) Under construction, less than or equal to 50 percent complete | 2 | No
2020 | 11 | 62814 | Syncarpha Leicester, LLC | IPP | Syncarpha Leicester Hybrid | MA | 62972 | SYLEB | 1.9 | Batteries | MWH | BA | (U) Under construction, less than or equal to 50 percent complete | 1.9 | No
2020 | 11 | 62824 | Syncarpha Northbridge I, LLC | IPP | Syncarpha Northbridge I Hybrid | MA | 62977 | SYN1S | 5 | Solar Photovoltaic | SUN | PV | (V) Under construction, more than 50 percent complete | 5 | No
2020 | 11 | 62826 | Syncarpha Puddon I, LLC | IPP | Syncarpha Puddon I Hybrid | MA | 62969 | SYP1B | 4 | Batteries | MWH | BA | (U) Under construction, less than or equal to 50 percent complete | 4 | No
2020 | 11 | 62827 | Syncarpha Puddon II, LLC | IPP | Syncarpha Puddon II Hybrid | MA | 62970 | SYP2B | 4 | Batteries | MWH | BA | (U) Under construction, less than or equal to 50 percent complete | 4 | No
2020 | 11 | 62978 | USS Water City Solar LLC | IPP | USS Water City Solar LLC CSG | MN | 63220 | WTRCY | 1 | Solar Photovoltaic | SUN | PV | (P) Planned for installation, but regulatory approvals not initiated | 1 | Yes
2020 | 11 | 62977 | USS Water Fowl Solar LLC | IPP | USS Water Fowl Solar LLC CSG | MN | 63219 | WTRFL | 1 | Solar Photovoltaic | SUN | PV | (P) Planned for installation, but regulatory approvals not initiated | 1 | Yes
2020 | 11 | 62976 | USS Water Town Solar LLC | IPP | USS Water Town Solar LLC CSG | MN | 63218 | WTRTN | 1 | Solar Photovoltaic | SUN | PV | (P) Planned for installation, but regulatory approvals not initiated | 1 | Yes
2020 | 12 | 62685 | 10 Briggs Solar NG, LLC | IPP | 10 Briggs Solar NG, LLC (East) | RI | 62781 | 02818 | 5 | Solar Photovoltaic | SUN | PV | (T) Regulatory approvals received. Not under construction | 5 | No
2020 | 12 | 63190 | 1009 Yadkin Solar, LLC | IPP | 1009 Yadkin Solar | NC | 63445 | 1009 | 4.9 | Solar Photovoltaic | SUN | PV | (P) Planned for installation, but regulatory approvals not initiated | 4.9 | Yes
2020 | 12 | 62006 | 7X Energy, Inc. | IPP | Taygete Energy Project LLC | TX | 62483 | PV1 | 255 | Solar Photovoltaic | SUN | PV | (U) Under construction, less than or equal to 50 percent complete | 255 | No
2020 | 12 | 62984 | AC Power 2 LLC | IPP | AC Power 2 | NJ | 63196 | ACP2 | 3.8 | Solar Photovoltaic | SUN | PV | (L) Regulatory approvals pending. Not under construction | 3.8 | Yes
2020 | 12 | 57416 | Acciona Energy USA Global, LLC | IPP | La Chalupa, LLC | TX | 63624 | LC | 198.5 | Onshore Wind Turbine | WND | WT | (U) Under construction, less than or equal to 50 percent complete | 198.5 | No
2020 | 12 | 62981 | Aero Haven Solar LLC | IPP | Aero Haven Solar | NJ | 63195 | ACP3 | 5 | Solar Photovoltaic | SUN | PV | (T) Regulatory approvals received. Not under construction | 5 | No
2020 | 12 | 62627 | Alchemy Renewable Energy | IPP | Twittys Creek Solar, LLC | VA | 63077 | VATC | 13.8 | Solar Photovoltaic | SUN | PV | (L) Regulatory approvals pending. Not under construction | 13.8 | Yes
2020 | 12 | 59496 | Allete Clean Energy | IPP | Diamond Spring, LLC | OK | 63327 | 46001 | 303 | Onshore Wind Turbine | WND | WT | (V) Under construction, more than 50 percent complete | 303 | No
2020 | 12 | 62119 | Antelope Expansion 3A, LLC | IPP | Antelope Expansion 3A | CA | 62673 | ANX3A | 15 | Solar Photovoltaic | SUN | PV | (P) Planned for installation, but regulatory approvals not initiated | 15 | Yes
2020 | 12 | 62118 | Antelope Expansion 3B, LLC | IPP | Antelope Expansion 3B | CA | 62674 | ANX3B | 5 | Solar Photovoltaic | SUN | PV | (P) Planned for installation, but regulatory approvals not initiated | 5 | Yes
2020 | 12 | 61949 | Assembly Solar I, LLC | IPP | Assembly Solar Project | MI | 62422 | ASP01 | 50 | Solar Photovoltaic | SUN | PV | (U) Under construction, less than or equal to 50 percent complete | 50 | No
2020 | 12 | 63021 | Aurora Wind Project, LLC | IPP | Aurora Wind Project | ND | 63258 | AURWP | 298.8 | Onshore Wind Turbine | WND | WT | (V) Under construction, more than 50 percent complete | 298.8 | No
2020 | 12 | 15399 | Avangrid Renewables LLC | IPP | La Joya NM | NM | 61044 | WT1 | 306.2 | Onshore Wind Turbine | WND | WT | (U) Under construction, less than or equal to 50 percent complete | 306.2 | No
2020 | 12 | 15399 | Avangrid Renewables LLC | IPP | Roaring Brook, LLC | NY | 61041 | WT1 | 78 | Onshore Wind Turbine | WND | WT | (U) Under construction, less than or equal to 50 percent complete | 78 | No
2020 | 12 | 15399 | Avangrid Renewables LLC | IPP | Tatanka Ridge | SD | 61046 | WT1 | 154 | Onshore Wind Turbine | WND | WT | (V) Under construction, more than 50 percent complete | 154 | No
2020 | 12 | 60368 | BRE NC Solar 4, LLC | IPP | BRE NC Solar 4 | NC | 60628 | BEAM4 | 5 | Solar Photovoltaic | SUN | PV | (L) Regulatory approvals pending. Not under construction | 5 | Yes
2020 | 12 | 62680 | BT Coniglio Solar LLC | IPP | Coniglio Solar | TX | 62772 | BTCON | 123.6 | Solar Photovoltaic | SUN | PV | (P) Planned for installation, but regulatory approvals not initiated | 123.6 | Yes
2020 | 12 | 62681 | BT Cooke Solar, LLC | IPP | Rippey Solar | TX | 62773 | BTCOO | 59 | Solar Photovoltaic | SUN | PV | (P) Planned for installation, but regulatory approvals not initiated | 59 | Yes
2020 | 12 | 62682 | BT Kellam Solar LLC | IPP | Kellam Solar | TX | 62774 | BTKEL | 59 | Solar Photovoltaic | SUN | PV | (P) Planned for installation, but regulatory approvals not initiated | 59 | Yes
2020 | 12 | 56771 | Black Hills Service Company LLC | Electric Utility | Corriedale Wind Energy | WY | 63436 | WTG | 52.5 | Onshore Wind Turbine | WND | WT | (U) Under construction, less than or equal to 50 percent complete | 52.5 | No
2020 | 12 | 63116 | Bluebell Solar II, LLC | IPP | Bluebell Solar II | TX | 63351 | BBS2 | 115 | Solar Photovoltaic | SUN | PV | (U) Under construction, less than or equal to 50 percent complete | 115 | No
2020 | 12 | 59845 | Blythe Solar IV, LLC | IPP | Blythe Solar IV, LLC | CA | 60095 | BLS4A | 68.7 | Solar Photovoltaic | SUN | PV | (U) Under construction, less than or equal to 50 percent complete | 68.7 | No
2020 | 12 | 59845 | Blythe Solar IV, LLC | IPP | Blythe Solar IV, LLC | CA | 60095 | BLS4B | 68.7 | Solar Photovoltaic | SUN | PV | (U) Under construction, less than or equal to 50 percent complete | 68.7 | No
2020 | 12 | 60816 | Boston Medical Center | Commercial | Boston Medical Center CHP Plant | MA | 61186 | BATT | 1 | Batteries | MWH | BA | (U) Under construction, less than or equal to 50 percent complete | 1 | No
2020 | 12 | 62995 | Broad Mountain Power LLC | IPP | Broad Mountain Wind Project | PA | 63210 | BROAD | 80 | Onshore Wind Turbine | WND | WT | (U) Under construction, less than or equal to 50 percent complete | 80 | No
2020 | 12 | 62718 | Broad River Solar, LLC | IPP | Broad River Solar, LLC | NC | 62822 | GEN1 | 50 | Solar Photovoltaic | SUN | PV | (P) Planned for installation, but regulatory approvals not initiated | 50 | Yes
2020 | 12 | 63295 | Brooten CSG1 LLC | IPP | Brooten CSG1, LLC | MN | 63593 | SC | 1 | Solar Photovoltaic | SUN | PV | (U) Under construction, less than or equal to 50 percent complete | 1 | No
2020 | 12 | 63296 | Buffalo Lake CSG1 LLC | IPP | Buffalo Lake CSG1, LLC | MN | 63594 | SC | 1 | Solar Photovoltaic | SUN | PV | (U) Under construction, less than or equal to 50 percent complete | 1 | No
2020 | 12 | 60714 | Burke Wind LLC | IPP | Burke Wind, LLC | ND | 61100 | GE23 | 199.4 | Onshore Wind Turbine | WND | WT | (L) Regulatory approvals pending. Not under construction | 199.4 | Yes
2020 | 12 | 59365 | Capital Power Corporation | IPP | Nolin Hills Wind, LLC | OR | 60070 | GEN | 350 | Onshore Wind Turbine | WND | WT | (L) Regulatory approvals pending. Not under construction | 350 | Yes
2020 | 12 | 62872 | Carolina Lily Solar, LLC | IPP | Carolina Lily Solar | NC | 63016 | 1096 | 5 | Solar Photovoltaic | SUN | PV | (L) Regulatory approvals pending. Not under construction | 5 | Yes
2020 | 12 | 63495 | Centerfield Cooper Solar, LLC | IPP | Centerfield Cooper Solar, LLC | SC | 63810 | PGR24 | 75 | Solar Photovoltaic | SUN | PV | (T) Regulatory approvals received. Not under construction | 75 | No
2020 | 12 | 61817 | Collard Holdings, LLC | IPP | Collard Holdings Solar | NC | 62317 | PV | 10 | Solar Photovoltaic | SUN | PV | (L) Regulatory approvals pending. Not under construction | 10 | Yes
2020 | 12 | 62705 | Concho Bluff LLC | IPP | Greasewood | TX | 62804 | GREA1 | 255 | Solar Photovoltaic | SUN | PV | (U) Under construction, less than or equal to 50 percent complete | 255 | No
2020 | 12 | 4226 | Consolidated Edison Co-NY Inc | Electric Utility | 98th Street Battery Storage Station | NY | 62839 | ESS98 | 1.8 | Batteries | MWH | BA | (V) Under construction, more than 50 percent complete | 2 | No
2020 | 12 | 57365 | Consolidated Edison Solutions Inc | IPP | CES Marbletown Solar | NY | 63729 | MT1 | 3 | Solar Photovoltaic | SUN | PV | (T) Regulatory approvals received. Not under construction | 3 | No
2020 | 12 | 4254 | Consumers Energy Co | Electric Utility | Crescent Wind Park | MI | 63686 | GFWP | 150 | Onshore Wind Turbine | WND | WT | (U) Under construction, less than or equal to 50 percent complete | 150 | No
2020 | 12 | 4254 | Consumers Energy Co | Electric Utility | Gratiot Farms Wind Project | MI | 63687 | CWP | 150 | Onshore Wind Turbine | WND | WT | (U) Under construction, less than or equal to 50 percent complete | 150 | No
2020 | 12 | 61978 | Convergent Energy and Power LP | IPP | Henrietta D Energy Storage LLC | CA | 60641 | HDES1 | 10 | Batteries | MWH | BA | (L) Regulatory approvals pending. Not under construction | 10 | Yes
2020 | 12 | 62802 | Cove Mountain Solar LLC | IPP | Cove Mountain Solar | UT | 62469 | GEN01 | 58 | Solar Photovoltaic | SUN | PV | (U) Under construction, less than or equal to 50 percent complete | 58 | No
2020 | 12 | 61060 | Cypress Creek Renewables | IPP | Jester Solar | NC | 60290 | PV1 | 4.9 | Solar Photovoltaic | SUN | PV | (L) Regulatory approvals pending. Not under construction | 5 | Yes
2020 | 12 | 61302 | Depot Solar Center, LLC | IPP | Depot Solar Center, LLC | VA | 61691 | DEPOT | 15 | Solar Photovoltaic | SUN | PV | (P) Planned for installation, but regulatory approvals not initiated | 15 | Yes
2020 | 12 | 61709 | Desert Harvest, LLC | IPP | Desert Harvest, LLC | CA | 62177 | DH001 | 150 | Solar Photovoltaic | SUN | PV | (U) Under construction, less than or equal to 50 percent complete | 150 | No
2020 | 12 | 5248 | Dominion Energy Inc | Electric Utility | Greensville Solar | VA | 63745 | GVSO | 80 | Solar Photovoltaic | SUN | PV | (L) Regulatory approvals pending. Not under construction | 80 | Yes
2020 | 12 | 5248 | Dominion Energy Inc | Electric Utility | Sadler Solar | VA | 62814 | SADL | 100 | Solar Photovoltaic | SUN | PV | (U) Under construction, less than or equal to 50 percent complete | 100 | No
2020 | 12 | 5416 | Duke Energy Carolinas, LLC | Electric Utility | Gaston Solar Power Plant | NC | 62669 | PV1 | 25 | Solar Photovoltaic | SUN | PV | (T) Regulatory approvals received. Not under construction | 25 | No
2020 | 12 | 5416 | Duke Energy Carolinas, LLC | Electric Utility | Maiden Creek Solar Power Plant | NC | 62668 | PV1 | 69.3 | Solar Photovoltaic | SUN | PV | (T) Regulatory approvals received. Not under construction | 69.3 | No
2020 | 12 | 54802 | Dynegy -Moss Landing LLC | IPP | Dynegy Moss Landing Power Plant | CA | 260 | BAT1 | 300 | Batteries | MWH | BA | (L) Regulatory approvals pending. Not under construction | 300 | Yes
2020 | 12 | 61785 | EDP Renewables North America LLC | IPP | Crossing Trails Wind Farm | CO | 62489 | GEN1 | 104 | Onshore Wind Turbine | WND | WT | (U) Under construction, less than or equal to 50 percent complete | 104 | No
2020 | 12 | 61785 | EDP Renewables North America LLC | IPP | Headwaters Wind Farm II LLC | IN | 62592 | HWII | 200 | Onshore Wind Turbine | WND | WT | (L) Regulatory approvals pending. Not under construction | 200 | Yes
2020 | 12 | 62667 | East Line Solar, LLC | IPP | East Line Solar | AZ | 62899 | EASTL | 100 | Solar Photovoltaic | SUN | PV | (L) Regulatory approvals pending. Not under construction | 100 | Yes
2020 | 12 | 58970 | Ecoplexus, Inc | IPP | Boykin PV1 | NC | 59996 | BOYK1 | 17 | Solar Photovoltaic | SUN | PV | (L) Regulatory approvals pending. Not under construction | 17 | Yes
2020 | 12 | 58970 | Ecoplexus, Inc | IPP | E Nash PV1 | NC | 60002 | NASH1 | 20 | Solar Photovoltaic | SUN | PV | (L) Regulatory approvals pending. Not under construction | 20 | Yes
2020 | 12 | 58135 | Ecos Energy LLC | IPP | Weybridge 1 Solar | VT | 61038 | WEY1 | 3 | Solar Photovoltaic | SUN | PV | (P) Planned for installation, but regulatory approvals not initiated | 3 | Yes
2020 | 12 | 5860 | Empire District Electric Co | Electric Utility | Kings Point Wind Energy Center | MO | 62475 | KPW1 | 149.4 | Onshore Wind Turbine | WND | WT | (U) Under construction, less than or equal to 50 percent complete | 149.4 | No
2020 | 12 | 5860 | Empire District Electric Co | Electric Utility | Neosho Ridge Wind Energy Center | KS | 62481 | NRW1 | 301 | Onshore Wind Turbine | WND | WT | (V) Under construction, more than 50 percent complete | 301 | No
2020 | 12 | 5860 | Empire District Electric Co | Electric Utility | North Fork Ridge Wind Energy Center | MO | 62478 | NFRW1 | 149.4 | Onshore Wind Turbine | WND | WT | (V) Under construction, more than 50 percent complete | 149.4 | No
2020 | 12 | 60496 | Enerparc Inc. | IPP | Neenach Solar Center | CA | 60826 | ECA03 | 1.5 | Solar Photovoltaic | SUN | PV | (P) Planned for installation, but regulatory approvals not initiated | 1.5 | Yes
2020 | 12 | 60496 | Enerparc Inc. | IPP | Pawcatuck Solar Center, LLC | CT | 62318 | PAWCA | 15 | Solar Photovoltaic | SUN | PV | (P) Planned for installation, but regulatory approvals not initiated | 15 | Yes
2020 | 12 | 56201 | Engie North America | IPP | Dakota Range III Wind Project | SD | 63102 | WTG | 151.2 | Onshore Wind Turbine | WND | WT | (U) Under construction, less than or equal to 50 percent complete | 151.2 | No
2020 | 12 | 56201 | Engie North America | IPP | Las Lomas Wind Project | TX | 63101 | WTG | 201.6 | Onshore Wind Turbine | WND | WT | (U) Under construction, less than or equal to 50 percent complete | 201.6 | No
2020 | 12 | 59497 | Eversource | IPP | Martha's Vineyard Community Battery | MA | 62605 | MVESS | 4.9 | Batteries | MWH | BA | (L) Regulatory approvals pending. Not under construction | 4.9 | Yes
2020 | 12 | 59497 | Eversource | IPP | Outer Cape Community Battery | MA | 62604 | OCESS | 25 | Batteries | MWH | BA | (L) Regulatory approvals pending. Not under construction | 25 | Yes
2020 | 12 | 56615 | First Solar Project Development | IPP | American Kings Solar, LLC | CA | 60777 | GEN01 | 128 | Solar Photovoltaic | SUN | PV | (U) Under construction, less than or equal to 50 percent complete | 128 | No
2020 | 12 | 56625 | Flat Water Wind Farm LLC | IPP | Flat Water Wind Farm LLC | NE | 57283 | WTG2 | 6.9 | Onshore Wind Turbine | WND | WT | (P) Planned for installation, but regulatory approvals not initiated | 6.9 | Yes
2020 | 12 | 63345 | Flodquist Community Solar LLC | IPP | Flodquist Community Solar LLC | MN | 63650 | TC3 | 1 | Solar Photovoltaic | SUN | PV | (U) Under construction, less than or equal to 50 percent complete | 1 | No
2020 | 12 | 6452 | Florida Power & Light Co | Electric Utility | Egret Solar Center | FL | 62925 | 1 | 74.5 | Solar Photovoltaic | SUN | PV | (U) Under construction, less than or equal to 50 percent complete | 74.5 | No
2020 | 12 | 6452 | Florida Power & Light Co | Electric Utility | Lakeside Solar Center | FL | 62922 | 1 | 74.5 | Solar Photovoltaic | SUN | PV | (U) Under construction, less than or equal to 50 percent complete | 74.5 | No
2020 | 12 | 6452 | Florida Power & Light Co | Electric Utility | Magnolia Springs Solar Center | FL | 62915 | 1 | 74.5 | Solar Photovoltaic | SUN | PV | (U) Under construction, less than or equal to 50 percent complete | 74.5 | No
2020 | 12 | 6452 | Florida Power & Light Co | Electric Utility | Nassau Solar Center | FL | 62914 | 1 | 74.5 | Solar Photovoltaic | SUN | PV | (U) Under construction, less than or equal to 50 percent complete | 74.5 | No
2020 | 12 | 6452 | Florida Power & Light Co | Electric Utility | Trailside Solar Center | FL | 62916 | 1 | 74.5 | Solar Photovoltaic | SUN | PV | (U) Under construction, less than or equal to 50 percent complete | 74.5 | No
2020 | 12 | 6452 | Florida Power & Light Co | Electric Utility | Union Springs Solar Center | FL | 62923 | 1 | 74.5 | Solar Photovoltaic | SUN | PV | (U) Under construction, less than or equal to 50 percent complete | 74.5 | No
2020 | 12 | 62856 | Forefront Power, LLC | IPP | DGS Central California Womens Facility | CA | 63419 | 1122 | 2 | Solar Photovoltaic | SUN | PV | (U) Under construction, less than or equal to 50 percent complete | 2 | No
2020 | 12 | 7140 | Georgia Power Co | Electric Utility | Robins Air Force Base Solar | GA | 61648 | 1 | 139 | Solar Photovoltaic | SUN | PV | (V) Under construction, more than 50 percent complete | 139 | No
2020 | 12 | 62759 | Geronimo Energy | IPP | Bingham Solar, LLC | MI | 63321 | BINGH | 20 | Solar Photovoltaic | SUN | PV | (T) Regulatory approvals received. Not under construction | 20 | No
2020 | 12 | 62759 | Geronimo Energy | IPP | Temperance Solar, LLC | MI | 63322 | TEMPR | 20 | Solar Photovoltaic | SUN | PV | (T) Regulatory approvals received. Not under construction | 20 | No
2020 | 12 | 63108 | Granby Solar, LLC | IPP | Granby Solar, LLC | MA | 63338 | 4787 | 3 | Solar Photovoltaic | SUN | PV | (T) Regulatory approvals received. Not under construction | 3 | No
2020 | 12 | 60195 | Groton Station Fuel Cell, LLC | IPP | Naval Sub Base New London Fuel Cell | CT | 61743 | MMH2 | 3.7 | Other Natural Gas | NG | FC | (V) Under construction, more than 50 percent complete | 3.7 | No
2020 | 12 | 61594 | Highlander Solar Station 1 LLC | IPP | Highlander Solar Station 1 | VA | 62014 | HLND1 | 165 | Solar Photovoltaic | SUN | PV | (U) Under construction, less than or equal to 50 percent complete | 165 | No
2020 | 12 | 61697 | Hillcrest Solar I, LLC | IPP | Hillcrest Solar | OH | 62200 | HILLC | 200 | Solar Photovoltaic | SUN | PV | (U) Under construction, less than or equal to 50 percent complete | 200 | No
2020 | 12 | 61001 | Hu Honua Bioenergy, LLC | IPP | Hu Honua Bioenergy Facility | HI | 61364 | HHB | 32 | Other Waste Biomass | OBS | ST | (V) Under construction, more than 50 percent complete | 36 | No
2020 | 12 | 62134 | Hunter Solar LLC | IPP | Hunter Solar LLC | UT | 62656 | HUSOL | 100 | Solar Photovoltaic | SUN | PV | (U) Under construction, less than or equal to 50 percent complete | 100 | No
2020 | 12 | 61853 | Innogy Renewables US LLC | IPP | Cassadaga Wind Farm | NY | 58777 | 1 | 126 | Onshore Wind Turbine | WND | WT | (L) Regulatory approvals pending. Not under construction | 126 | Yes
2020 | 12 | 61853 | Innogy Renewables US LLC | IPP | Coyote Crest Wind Farm | WA | 58778 | 1 | 127.5 | Onshore Wind Turbine | WND | WT | (L) Regulatory approvals pending. Not under construction | 127.5 | Yes
2020 | 12 | 61853 | Innogy Renewables US LLC | IPP | Horse Thief Wind Project, LLC | MT | 59758 | 1 | 80 | Onshore Wind Turbine | WND | WT | (L) Regulatory approvals pending. Not under construction | 80 | Yes
2020 | 12 | 61853 | Innogy Renewables US LLC | IPP | Mason Dixon Wind Farm | PA | 60212 | 1 | 79.9 | Onshore Wind Turbine | WND | WT | (L) Regulatory approvals pending. Not under construction | 79.9 | Yes
2020 | 12 | 61853 | Innogy Renewables US LLC | IPP | Mud Springs Wind Project, LLC | MT | 59756 | 1 | 80 | Onshore Wind Turbine | WND | WT | (L) Regulatory approvals pending. Not under construction | 80 | Yes
2020 | 12 | 61853 | Innogy Renewables US LLC | IPP | Pryor Caves Wind Project, LLC | MT | 59757 | 1 | 80 | Onshore Wind Turbine | WND | WT | (L) Regulatory approvals pending. Not under construction | 80 | Yes
2020 | 12 | 49893 | Invenergy Services LLC | IPP | Deuel Harvest Wind Energy LLC | SD | 62943 | GEN1 | 300 | Onshore Wind Turbine | WND | WT | (U) Under construction, less than or equal to 50 percent complete | 300 | No
2020 | 12 | 49893 | Invenergy Services LLC | IPP | Hardin Solar Energy LLC | OH | 63029 | GEN1 | 150 | Solar Photovoltaic | SUN | PV | (P) Planned for installation, but regulatory approvals not initiated | 150 | Yes
2020 | 12 | 49893 | Invenergy Services LLC | IPP | Sundance Wind Project, LLC | OK | 63489 | GEN1 | 199 | Onshore Wind Turbine | WND | WT | (U) Under construction, less than or equal to 50 percent complete | 199 | No
2020 | 12 | 49893 | Invenergy Services LLC | IPP | Thunderhead Wind Energy LLC | NE | 62956 | GEN1 | 300 | Onshore Wind Turbine | WND | WT | (U) Under construction, less than or equal to 50 percent complete | 300 | No
2020 | 12 | 49893 | Invenergy Services LLC | IPP | Traverse Wind Project, LLC | OK | 63479 | GEN1 | 999 | Onshore Wind Turbine | WND | WT | (U) Under construction, less than or equal to 50 percent complete | 999 | No
2020 | 12 | 62883 | Kruger Energy Hertford, LLC | IPP | Kruger Energy Hertford, LLC | NC | 63024 | KEH | 10 | Solar Photovoltaic | SUN | PV | (T) Regulatory approvals received. Not under construction | 10 | No
2020 | 12 | 59195 | Landfill Energy Systems | IPP | Zimmerman Energy | IN | 59425 | ZE#4 | 1.4 | Landfill Gas | LFG | IC | (T) Regulatory approvals received. Not under construction | 1.6 | No
2020 | 12 | 50123 | Leeward Asset Management, LLC | IPP | Lone Tree Wind, LLC | IL | 63251 | LTW | 79 | Onshore Wind Turbine | WND | WT | (U) Under construction, less than or equal to 50 percent complete | 79 | No
2020 | 12 | 62842 | Lightsource Renewable Energy Asset Management, LLC | IPP | Impact Solar 1 | TX | 63222 | TXIM1 | 198.5 | Solar Photovoltaic | SUN | PV | (U) Under construction, less than or equal to 50 percent complete | 198.5 | No
2020 | 12 | 62661 | Lock 12 Hydro Partners, LLC | IPP | Ravenna Hydroelectric Project | KY | 62747 | 1 | 0.5 | Conventional Hydroelectric | WAT | HY | (V) Under construction, more than 50 percent complete | 0.5 | No
2020 | 12 | 62661 | Lock 12 Hydro Partners, LLC | IPP | Ravenna Hydroelectric Project | KY | 62747 | 2 | 0.5 | Conventional Hydroelectric | WAT | HY | (V) Under construction, more than 50 percent complete | 0.5 | No
2020 | 12 | 62661 | Lock 12 Hydro Partners, LLC | IPP | Ravenna Hydroelectric Project | KY | 62747 | 3 | 0.5 | Conventional Hydroelectric | WAT | HY | (V) Under construction, more than 50 percent complete | 0.5 | No
2020 | 12 | 62661 | Lock 12 Hydro Partners, LLC | IPP | Ravenna Hydroelectric Project | KY | 62747 | 4 | 0.5 | Conventional Hydroelectric | WAT | HY | (V) Under construction, more than 50 percent complete | 0.5 | No
2020 | 12 | 62661 | Lock 12 Hydro Partners, LLC | IPP | Ravenna Hydroelectric Project | KY | 62747 | 5 | 0.5 | Conventional Hydroelectric | WAT | HY | (V) Under construction, more than 50 percent complete | 0.5 | No
2020 | 12 | 61219 | Longroad Energy Services LLC | IPP | Little Bear 3 | CA | 62463 | GEN01 | 20 | Solar Photovoltaic | SUN | PV | (U) Under construction, less than or equal to 50 percent complete | 20 | No
2020 | 12 | 61219 | Longroad Energy Services LLC | IPP | Little Bear 4 | CA | 62464 | GEN01 | 50 | Solar Photovoltaic | SUN | PV | (U) Under construction, less than or equal to 50 percent complete | 50 | No
2020 | 12 | 61219 | Longroad Energy Services LLC | IPP | Little Bear 5 | CA | 62465 | GEN01 | 50 | Solar Photovoltaic | SUN | PV | (U) Under construction, less than or equal to 50 percent complete | 50 | No
2020 | 12 | 61219 | Longroad Energy Services LLC | IPP | Little Bear Solar 1, LLC | CA | 59870 | GEN01 | 40 | Solar Photovoltaic | SUN | PV | (U) Under construction, less than or equal to 50 percent complete | 40 | No
2020 | 12 | 63300 | Lowry CSG2 LLC | IPP | Lowry CSG2, LLC | MN | 63595 | SC | 1 | Solar Photovoltaic | SUN | PV | (U) Under construction, less than or equal to 50 percent complete | 1 | No
2020 | 12 | 62721 | Maryneal Windpower, LLC | IPP | Maryneal Windpower | TX | 62836 | MNW | 182.4 | Onshore Wind Turbine | WND | WT | (T) Regulatory approvals received. Not under construction | 182.4 | No
2020 | 12 | 61710 | Maverick Solar, LLC | IPP | Maverick Solar, LLC | CA | 62178 | MAV01 | 225 | Solar Photovoltaic | SUN | PV | (U) Under construction, less than or equal to 50 percent complete | 225 | No
2020 | 12 | 12119 | McGrath Light & Power Co | Electric Utility | McGrath | AK | 6555 | 11 | 0.4 | Petroleum Liquids | DFO | IC | (L) Regulatory approvals pending. Not under construction | 0.4 | Yes
2020 | 12 | 12119 | McGrath Light & Power Co | Electric Utility | McGrath | AK | 6555 | 12 | 0.4 | Petroleum Liquids | DFO | IC | (L) Regulatory approvals pending. Not under construction | 0.4 | Yes
2020 | 12 | 12119 | McGrath Light & Power Co | Electric Utility | McGrath | AK | 6555 | 13 | 0.4 | Petroleum Liquids | DFO | IC | (L) Regulatory approvals pending. Not under construction | 0.4 | Yes
2020 | 12 | 12119 | McGrath Light & Power Co | Electric Utility | McGrath | AK | 6555 | 14 | 0.4 | Petroleum Liquids | DFO | IC | (P) Planned for installation, but regulatory approvals not initiated | 0.4 | Yes
2020 | 12 | 12341 | MidAmerican Energy Co | Electric Utility | Contrail Wind Farm | IA | 63639 | COWF | 112.4 | Onshore Wind Turbine | WND | WT | (U) Under construction, less than or equal to 50 percent complete | 112.4 | No
2020 | 12 | 12341 | MidAmerican Energy Co | Electric Utility | Diamond Trail Wind Farm | IA | 63641 | DTWF | 252.5 | Onshore Wind Turbine | WND | WT | (U) Under construction, less than or equal to 50 percent complete | 252.5 | No
2020 | 12 | 12341 | MidAmerican Energy Co | Electric Utility | Palo Alto Wind Farm | IA | 63053 | PAWF2 | 90 | Onshore Wind Turbine | WND | WT | (U) Under construction, less than or equal to 50 percent complete | 90 | No
2020 | 12 | 12341 | MidAmerican Energy Co | Electric Utility | Southern Hills Wind Farm | IA | 63640 | SHWF | 254.1 | Onshore Wind Turbine | WND | WT | (U) Under construction, less than or equal to 50 percent complete | 254.1 | No
2020 | 12 | 62916 | Mohave County Wind Farm | IPP | Mohave County Wind Farm | AZ | 63114 | MCWF | 350 | Onshore Wind Turbine | WND | WT | (T) Regulatory approvals received. Not under construction | 350 | No
2020 | 12 | 60018 | NET Power, LLC | IPP | NET Power La Porte Station | TX | 60910 | NPLPS | 25.5 | Natural Gas Fired Combustion Turbine | NG | GT | (TS) Construction complete, but not yet in commercial operation | 25.5 | No
2020 | 12 | 15296 | New York Power Authority | Electric Utility | Willis Battery Storage | NY | 63238 | WB1 | 20 | Batteries | MWH | BA | (P) Planned for installation, but regulatory approvals not initiated | 20 | Yes
2020 | 12 | 13781 | Northern States Power Co - Minnesota | IPP | Blazing Star 2 Wind Farm | MN | 61650 | BLZS2 | 200 | Onshore Wind Turbine | WND | WT | (U) Under construction, less than or equal to 50 percent complete | 200 | No
2020 | 12 | 63294 | Nutmeg Solar LLC | IPP | Nutmeg Solar | CT | 63592 | NUTMG | 19.6 | Solar Photovoltaic | SUN | PV | (U) Under construction, less than or equal to 50 percent complete | 19.6 | No
2020 | 12 | 63473 | Odom Solar, LLC | IPP | SR Odom | GA | 63814 | ODOM | 20 | Solar Photovoltaic | SUN | PV | (U) Under construction, less than or equal to 50 percent complete | 20 | No
2020 | 12 | 14232 | Otter Tail Power Co | Electric Utility | Astoria Station | SD | 61144 | 1 | 245.5 | Natural Gas Fired Combustion Turbine | NG | GT | (V) Under construction, more than 50 percent complete | 349 | No
2020 | 12 | 63279 | Outlaw Wind Project LLC | IPP | Outlaw Wind Project LLC | MO | 63574 | GEN1 | 298.6 | Onshore Wind Turbine | WND | WT | (U) Under construction, less than or equal to 50 percent complete | 298.6 | No
2020 | 12 | 63301 | Paynesville CSG1 LLC | IPP | Paynesville CSG1, LLC | MN | 63596 | SC | 1 | Solar Photovoltaic | SUN | PV | (U) Under construction, less than or equal to 50 percent complete | 1 | No
2020 | 12 | 62985 | Pettinos Solar LLC | IPP | Pettinos Solar | NJ | 63197 | ACP4 | 1.2 | Solar Photovoltaic | SUN | PV | (T) Regulatory approvals received. Not under construction | 1.2 | No
2020 | 12 | 63302 | Plato CSG1 LLC | IPP | Plato CSG1, LLC | MN | 63597 | SC | 1 | Solar Photovoltaic | SUN | PV | (U) Under construction, less than or equal to 50 percent complete | 1 | No
2020 | 12 | 62873 | Plott Hound Solar, LLC | IPP | Plott Hound Solar | NC | 63015 | 1088 | 5 | Solar Photovoltaic | SUN | PV | (L) Regulatory approvals pending. Not under construction | 5 | Yes
2020 | 12 | 15248 | Portland General Electric Co | Electric Utility | Faraday | OR | 3045 | 7 | 9 | Conventional Hydroelectric | WAT | HY | (U) Under construction, less than or equal to 50 percent complete | 9 | No
2020 | 12 | 15248 | Portland General Electric Co | Electric Utility | Faraday | OR | 3045 | 8 | 9 | Conventional Hydroelectric | WAT | HY | (U) Under construction, less than or equal to 50 percent complete | 9 | No
2020 | 12 | 60982 | RE Maplewood LLC | IPP | RE Maplewood | TX | 61346 | PV1 | 250 | Solar Photovoltaic | SUN | PV | (P) Planned for installation, but regulatory approvals not initiated | 250 | Yes
2020 | 12 | 62780 | RE Slate LLC | IPP | Slate | CA | 63727 | SLATE | 300 | Solar Photovoltaic | SUN | PV | (L) Regulatory approvals pending. Not under construction | 300 | Yes
2020 | 12 | 56215 | RWE Renewables Americas LLC | IPP | Boiling Springs Wind Farm | OK | 62871 | BGSPS | 148.4 | Onshore Wind Turbine | WND | WT | (U) Under construction, less than or equal to 50 percent complete | 148.4 | No
2020 | 12 | 56215 | RWE Renewables Americas LLC | IPP | West Raymond Wind Farm LLC | TX | 62855 | WRAYM | 239.8 | Onshore Wind Turbine | WND | WT | (U) Under construction, less than or equal to 50 percent complete | 239.8 | No
2020 | 12 | 63141 | Rancho Seco Solar II, LLC | IPP | Rancho Seco Solar II, LLC | CA | 63387 | RSS2 | 160 | Solar Photovoltaic | SUN | PV | (U) Under construction, less than or equal to 50 percent complete | 160 | No
2020 | 12 | 62871 | Ray Wilson Solar, LLC | IPP | Ray Wilson Solar | NC | 63017 | 1090 | 5 | Solar Photovoltaic | SUN | PV | (L) Regulatory approvals pending. Not under construction | 5 | Yes
2020 | 12 | 61590 | Richmond Spider Solar LLC | IPP | Richmond Spider Solar | VA | 62011 | RMDSS | 20 | Solar Photovoltaic | SUN | PV | (L) Regulatory approvals pending. Not under construction | 20 | Yes
2020 | 12 | 62761 | Rosewater Wind Farm LLC | IPP | Rosewater Wind Farm | IN | 62891 | ROSEW | 102 | Onshore Wind Turbine | WND | WT | (U) Under construction, less than or equal to 50 percent complete | 102 | No
2020 | 12 | 61624 | SR Snipesville | IPP | Snipesville | GA | 62165 | SNIPE | 61 | Solar Photovoltaic | SUN | PV | (U) Under construction, less than or equal to 50 percent complete | 61 | No
2020 | 12 | 63303 | Sacred Heart CSG1 LLC | IPP | Sacred Heart CSG1, LLC | MN | 63598 | SC | 1 | Solar Photovoltaic | SUN | PV | (U) Under construction, less than or equal to 50 percent complete | 1 | No
2020 | 12 | 63366 | Schueler Community Solar LLC | IPP | Schueler Community Solar | MN | 63658 | TC3 | 1 | Solar Photovoltaic | SUN | PV | (U) Under construction, less than or equal to 50 percent complete | 1 | No
2020 | 12 | 63119 | Scotch Bonnet Solar, LLC | IPP | Scotch Bonnet Solar, LLC | NC | 63345 | PGR07 | 4.5 | Solar Photovoltaic | SUN | PV | (T) Regulatory approvals received. Not under construction | 4.5 | No
2020 | 12 | 59770 | Shorthorn Holdings, LLC | IPP | Shorthorn Holdings | SC | 60028 | PV1 | 15.4 | Solar Photovoltaic | SUN | PV | (L) Regulatory approvals pending. Not under construction | 15.4 | Yes
2020 | 12 | 63365 | Siems Community Solar LLC | IPP | Siems Solar Project | MN | 63657 | TC3 | 1 | Solar Photovoltaic | SUN | PV | (U) Under construction, less than or equal to 50 percent complete | 1 | No
2020 | 12 | 62146 | Sigurd Solar LLC | IPP | Sigurd Solar LLC | UT | 62666 | SGSOL | 80 | Solar Photovoltaic | SUN | PV | (U) Under construction, less than or equal to 50 percent complete | 80 | No
2020 | 12 | 62023 | Skeleton Creek Energy Center | IPP | Skeleton Creek Energy Center Hybrid | OK | 62494 | SKC | 250 | Onshore Wind Turbine | WND | WT | (OT) Other | 250 | Yes
2020 | 12 | 63137 | Solar Frontier Americas Development | IPP | Mustang Two | CA | 62015 | M2BAR | 50 | Solar Photovoltaic | SUN | PV | (U) Under construction, less than or equal to 50 percent complete | 50 | No
2020 | 12 | 63137 | Solar Frontier Americas Development | IPP | Mustang Two | CA | 62015 | M2WHI | 100 | Solar Photovoltaic | SUN | PV | (U) Under construction, less than or equal to 50 percent complete | 100 | No
2020 | 12 | 63137 | Solar Frontier Americas Development | IPP | Pioneer Solar (CO), LLC | CO | 61991 | PI-QF | 80 | Solar Photovoltaic | SUN | PV | (U) Under construction, less than or equal to 50 percent complete | 80 | No
2020 | 12 | 17609 | Southern California Edison Co | Electric Utility | Cadillac Battery Energy Storage Facility | CA | 63326 | CAD1 | 3.5 | Batteries | MWH | BA | (T) Regulatory approvals received. Not under construction | 3.5 | No
2020 | 12 | 17609 | Southern California Edison Co | Electric Utility | DESI-1 Battery Energy Storage Facility | CA | 60699 | DESI1 | 2.4 | Batteries | MWH | BA | (TS) Construction complete, but not yet in commercial operation | 2.4 | No
2020 | 12 | 17609 | Southern California Edison Co | Electric Utility | DESI-2 Battery Storage Facility | CA | 62460 | DESI2 | 1.4 | Batteries | MWH | BA | (TS) Construction complete, but not yet in commercial operation | 1.4 | No
2020 | 12 | 17609 | Southern California Edison Co | Electric Utility | Yorktown Battery Energy Storage Facility | CA | 63325 | YORK1 | 3 | Batteries | MWH | BA | (T) Regulatory approvals received. Not under construction | 3 | No
2020 | 12 | 17718 | Southwestern Public Service Co | Electric Utility | Sagamore Wind | NM | 63578 | SWF01 | 522 | Onshore Wind Turbine | WND | WT | (U) Under construction, less than or equal to 50 percent complete | 522 | No
2020 | 12 | 62717 | Speedway Solar NC, LLC | IPP | Speedway Solar NC, LLC | NC | 62821 | GEN1 | 22.6 | Solar Photovoltaic | SUN | PV | (P) Planned for installation, but regulatory approvals not initiated | 22.6 | Yes
2020 | 12 | 63395 | Spencer Solar Farm, LLC | IPP | Spencer Solar | MA | 63676 | SPENC | 2.3 | Solar Photovoltaic | SUN | PV | (T) Regulatory approvals received. Not under construction | 2.3 | No
2020 | 12 | 60531 | Standard Solar | IPP | USS Buckaroo Solar LLC CSG | MN | 63153 | BUCKR | 1 | Solar Photovoltaic | SUN | PV | (U) Under construction, less than or equal to 50 percent complete | 1 | No
2020 | 12 | 63304 | Stewart CSG1 LLC | IPP | Stewart CSG1, LLC | MN | 63599 | SC | 1 | Solar Photovoltaic | SUN | PV | (U) Under construction, less than or equal to 50 percent complete | 1 | No
2020 | 12 | 62716 | Stony Knoll Solar, LLC | IPP | Stony Knoll Solar, LLC | NC | 62820 | GEN1 | 22.6 | Solar Photovoltaic | SUN | PV | (P) Planned for installation, but regulatory approvals not initiated | 22.6 | Yes
2020 | 12 | 63396 | Sturbridge Road Solar Farm, LLC | IPP | Sturbridge Road Solar | MA | 63677 | STURB | 5 | Solar Photovoltaic | SUN | PV | (T) Regulatory approvals received. Not under construction | 5 | No
2020 | 12 | 63106 | Sutton Solar 2, LLC | IPP | Sutton Solar 2, LLC | MA | 63336 | 6004 | 1 | Solar Photovoltaic | SUN | PV | (T) Regulatory approvals received. Not under construction | 1 | No
2020 | 12 | 62824 | Syncarpha Northbridge I, LLC | IPP | Syncarpha Northbridge I Hybrid | MA | 62977 | SYN1B | 4 | Batteries | MWH | BA | (U) Under construction, less than or equal to 50 percent complete | 4 | No
2020 | 12 | 61954 | Techren Solar V LLC | IPP | Techren Solar V | NV | 62440 | TECH5 | 50 | Solar Photovoltaic | SUN | PV | (U) Under construction, less than or equal to 50 percent complete | 50 | No
2020 | 12 | 63224 | Tehachapi Plains Wind, LLC | IPP | Point Wind | CA | 63482 | PW1 | 64.5 | Onshore Wind Turbine | WND | WT | (U) Under construction, less than or equal to 50 percent complete | 64.5 | No
2020 | 12 | 63433 | USS Bluff Country Solar | IPP | USS Bluff Country Solar | MN | 63741 | USBCS | 1 | Solar Photovoltaic | SUN | PV | (U) Under construction, less than or equal to 50 percent complete | 1 | No
2020 | 12 | 63328 | USS Goodrich Solar | IPP | USS Goodrich Solar | IL | 63620 | USGCH | 2 | Solar Photovoltaic | SUN | PV | (P) Planned for installation, but regulatory approvals not initiated | 2 | Yes
2020 | 12 | 63327 | USS Grandpa Solar | IPP | USS Grandpa Solar | IL | 63619 | USGPA | 1 | Solar Photovoltaic | SUN | PV | (P) Planned for installation, but regulatory approvals not initiated | 1 | Yes
2020 | 12 | 63436 | USS Hubers Solar LLC | IPP | USS Hubers Solar LLC | MN | 63744 | HUBER | 1 | Solar Photovoltaic | SUN | PV | (U) Under construction, less than or equal to 50 percent complete | 1 | No
2020 | 12 | 62958 | USS Kass Solar LLC | IPP | USS Kass Solar LLC | MN | 63170 | KASS | 1 | Solar Photovoltaic | SUN | PV | (U) Under construction, less than or equal to 50 percent complete | 1 | No
2020 | 12 | 63326 | USS Solar Brick | IPP | USS Solar Brick | IL | 63618 | USBRK | 2 | Solar Photovoltaic | SUN | PV | (P) Planned for installation, but regulatory approvals not initiated | 2 | Yes
2020 | 12 | 63435 | USS Solar Way LLC | IPP | USS Solar Way LLC | MN | 63743 | SOLWY | 1 | Solar Photovoltaic | SUN | PV | (U) Under construction, less than or equal to 50 percent complete | 1 | No
2020 | 12 | 63329 | USS Sycamore Solar | IPP | USS Sycamore Solar | IL | 63621 | USSYC | 2 | Solar Photovoltaic | SUN | PV | (P) Planned for installation, but regulatory approvals not initiated | 2 | Yes
2020 | 12 | 63434 | USS Viceroy Solar LLC | IPP | USS Viceroy Solar LLC | MN | 63742 | USVIC | 1 | Solar Photovoltaic | SUN | PV | (U) Under construction, less than or equal to 50 percent complete | 1 | No
2020 | 12 | 19876 | Virginia Electric & Power Co | IPP | Desper Solar | VA | 62730 | 1 | 88.2 | Solar Photovoltaic | SUN | PV | (U) Under construction, less than or equal to 50 percent complete | 88.2 | No
2020 | 12 | 61522 | Viridity Energy Solutions, Inc. | IPP | Vallecito | CA | 62801 | ORN34 | 10 | Batteries | MWH | BA | (U) Under construction, less than or equal to 50 percent complete | 10 | No
2020 | 12 | 63129 | Wapello Solar LLC | IPP | Wapello Solar LLC | IA | 63378 | WAPLO | 100 | Solar Photovoltaic | SUN | PV | (U) Under construction, less than or equal to 50 percent complete | 100 | No
2020 | 12 | 62668 | Wheatridge Wind Energy, LLC | IPP | Wheatridge Hybrid | OR | 62745 | WIND | 300 | Onshore Wind Turbine | WND | WT | (U) Under construction, less than or equal to 50 percent complete | 300 | No
2020 | 12 | 62079 | White Cloud Wind Project, LLC | IPP | White Cloud Wind Project, LLC | MO | 62624 | WTCWF | 236.5 | Onshore Wind Turbine | WND | WT | (U) Under construction, less than or equal to 50 percent complete | 236.5 | No
2020 | 12 | 59316 | Whitetail Solar LLC | IPP | Whitetail Solar | SC | 59569 | PV1 | 10 | Solar Photovoltaic | SUN | PV | (L) Regulatory approvals pending. Not under construction | 10 | Yes
2020 | 12 | 62635 | Wildcat Creek Wind Farm LLC | IPP | Wildcat Creek Wind Farm LLC | TX | 62715 | WCCWF | 180.1 | Onshore Wind Turbine | WND | WT | (U) Under construction, less than or equal to 50 percent complete | 180.1 | No
2020 | 12 | 20860 | Wisconsin Public Service Corp | Electric Utility | Two Creeks Solar | WI | 63105 | 1 | 150 | Solar Photovoltaic | SUN | PV | (U) Under construction, less than or equal to 50 percent complete | 150 | No
2021 | 1 | 62160 | AES ES Alamitos, LLC | IPP | AES ES ALAMITOS, LLC | CA | 61204 | ALMTS | 100 | Batteries | MWH | BA | (V) Under construction, more than 50 percent complete | 100 | No
2021 | 1 | 62805 | Bluestone Farm Solar, LLC | IPP | Bluestone Solar | VA | 62950 | BLUE1 | 49.9 | Solar Photovoltaic | SUN | PV | (U) Under construction, less than or equal to 50 percent complete | 49.9 | No
2021 | 1 | 59315 | Bradley Farm LLC | IPP | Bradley Farm (Dudley) | NC | 62593 | PV1 | 5 | Solar Photovoltaic | SUN | PV | (P) Planned for installation, but regulatory approvals not initiated | 5 | Yes
2021 | 1 | 61978 | Convergent Energy and Power LP | IPP | Orange County Energy Storage 2 | CA | 62497 | OCES2 | 9 | Batteries | MWH | BA | (L) Regulatory approvals pending. Not under construction | 9 | Yes
2021 | 1 | 61978 | Convergent Energy and Power LP | IPP | Orange County Energy Storage 3 | CA | 62499 | OCES3 | 6 | Batteries | MWH | BA | (L) Regulatory approvals pending. Not under construction | 6 | Yes
2021 | 1 | 6455 | Duke Energy Florida, LLC | Electric Utility | Santa Fe Solar Power Plant | FL | 63517 | PV1 | 42.7 | Solar Photovoltaic | SUN | PV | (T) Regulatory approvals received. Not under construction | 74.9 | No
2021 | 1 | 6455 | Duke Energy Florida, LLC | Electric Utility | Twin Rivers Solar Power Plant | FL | 63518 | PV1 | 42.7 | Solar Photovoltaic | SUN | PV | (U) Under construction, less than or equal to 50 percent complete | 74.9 | No
2021 | 1 | 60195 | Groton Station Fuel Cell, LLC | IPP | Naval Sub Base New London Fuel Cell | CT | 61743 | MMH3 | 3.7 | Other Natural Gas | NG | FC | (V) Under construction, more than 50 percent complete | 3.7 | No
2021 | 1 | 62763 | Hecate Grid, LLC | IPP | Hecate Energy Johanna Facility | CA | 62889 | HEGJF | 20 | Batteries | MWH | BA | (L) Regulatory approvals pending. Not under construction | 20 | Yes
2021 | 1 | 9234 | Indiana Municipal Power Agency | Electric Utility | Columbia City Solar Park | IN | 62769 | SCOLU | 4.3 | Solar Photovoltaic | SUN | PV | (U) Under construction, less than or equal to 50 percent complete | 4.3 | No
2021 | 1 | 12320 | Merck & Co Inc | Industrial | Elkton | VA | 52148 | GEN6 | 1.2 | Natural Gas Steam Turbine | NG | ST | (U) Under construction, less than or equal to 50 percent complete | 1.2 | No
2021 | 1 | 12320 | Merck & Co Inc | Industrial | Elkton | VA | 52148 | GEN7 | 1.2 | Natural Gas Steam Turbine | NG | ST | (U) Under construction, less than or equal to 50 percent complete | 1.2 | No
2021 | 1 | 12436 | Michigan State University | Commercial | T B Simon Power Plant | MI | 10328 | GEN7 | 9 | Natural Gas Internal Combustion Engine | NG | IC | (V) Under construction, more than 50 percent complete | 9 | No
2021 | 1 | 12436 | Michigan State University | Commercial | T B Simon Power Plant | MI | 10328 | GEN8 | 9 | Natural Gas Internal Combustion Engine | NG | IC | (V) Under construction, more than 50 percent complete | 9 | No
2021 | 1 | 12436 | Michigan State University | Commercial | T B Simon Power Plant | MI | 10328 | GEN9 | 9 | Natural Gas Internal Combustion Engine | NG | IC | (V) Under construction, more than 50 percent complete | 9 | No
2021 | 1 | 60685 | Novel Energy Solutions | IPP | Hayfield Solar I LLC | MN | 63724 | HAYF1 | 1 | Solar Photovoltaic | SUN | PV | (T) Regulatory approvals received. Not under construction | 1 | No
2021 | 1 | 63082 | ProEnergy Services | IPP | HO Clarke Generating | TX | 63335 | CTG-1 | 45.5 | Natural Gas Fired Combustion Turbine | NG | GT | (U) Under construction, less than or equal to 50 percent complete | 60.5 | No
2021 | 1 | 63082 | ProEnergy Services | IPP | HO Clarke Generating | TX | 63335 | CTG-2 | 45.5 | Natural Gas Fired Combustion Turbine | NG | GT | (U) Under construction, less than or equal to 50 percent complete | 60.5 | No
2021 | 1 | 63082 | ProEnergy Services | IPP | HO Clarke Generating | TX | 63335 | CTG-3 | 45.5 | Natural Gas Fired Combustion Turbine | NG | GT | (U) Under construction, less than or equal to 50 percent complete | 60.5 | No
2021 | 1 | 63082 | ProEnergy Services | IPP | HO Clarke Generating | TX | 63335 | CTG-4 | 45.5 | Natural Gas Fired Combustion Turbine | NG | GT | (U) Under construction, less than or equal to 50 percent complete | 60.5 | No
2021 | 1 | 63082 | ProEnergy Services | IPP | HO Clarke Generating | TX | 63335 | CTG-5 | 45.5 | Natural Gas Fired Combustion Turbine | NG | GT | (U) Under construction, less than or equal to 50 percent complete | 60.5 | No
2021 | 1 | 63082 | ProEnergy Services | IPP | HO Clarke Generating | TX | 63335 | CTG-6 | 45.5 | Natural Gas Fired Combustion Turbine | NG | GT | (U) Under construction, less than or equal to 50 percent complete | 60.5 | No
2021 | 1 | 63210 | Saint Solar LLC | IPP | Saint Solar | AZ | 63476 | SAINT | 100 | Solar Photovoltaic | SUN | PV | (P) Planned for installation, but regulatory approvals not initiated | 100 | Yes
2021 | 1 | 60897 | Salinas Valley Solid Waste Authority | IPP | Crazy Horse Solar Project | CA | 61285 | PV1 | 2 | Solar Photovoltaic | SUN | PV | (P) Planned for installation, but regulatory approvals not initiated | 2 | Yes
2021 | 1 | 16609 | San Diego Gas & Electric Co | Electric Utility | Top Gun Energy Storage | CA | 61366 | TGES | 30 | Batteries | MWH | BA | (U) Under construction, less than or equal to 50 percent complete | 30 | No
2021 | 1 | 63257 | Solar Carver 1, LLC | IPP | Solar Carver 1 | MA | 63541 | BCRV1 | 2 | Batteries | MWH | BA | (T) Regulatory approvals received. Not under construction | 2 | No
2021 | 1 | 63257 | Solar Carver 1, LLC | IPP | Solar Carver 1 | MA | 63541 | SCRV1 | 2 | Solar Photovoltaic | SUN | PV | (L) Regulatory approvals pending. Not under construction | 2 | Yes
2021 | 1 | 63243 | Solar Carver 3, LLC | IPP | Solar Carver 3 | MA | 63506 | BCRV3 | 1 | Batteries | MWH | BA | (T) Regulatory approvals received. Not under construction | 1 | No
2021 | 1 | 63243 | Solar Carver 3, LLC | IPP | Solar Carver 3 | MA | 63506 | SCRV3 | 1 | Solar Photovoltaic | SUN | PV | (L) Regulatory approvals pending. Not under construction | 1 | Yes
2021 | 1 | 60131 | South Field Energy, LLC | IPP | South Field Energy | OH | 60356 | SFECC | 1060 | Natural Gas Fired Combined Cycle | NG | CC | (U) Under construction, less than or equal to 50 percent complete | 1105 | No
2021 | 1 | 18454 | Tampa Electric Co | Electric Utility | Durrance | FL | 63495 | 1 | 60 | Solar Photovoltaic | SUN | PV | (U) Under construction, less than or equal to 50 percent complete | 60 | No
2021 | 1 | 62973 | USS Dot Com Solar LLC | IPP | USS Dot Com Solar LLC CSG | MN | 63215 | DOTCM | 1 | Solar Photovoltaic | SUN | PV | (T) Regulatory approvals received. Not under construction | 1 | No
2021 | 1 | 19876 | Virginia Electric & Power Co | Electric Utility | Coastal Virginia Offshore Wind (CVOW) | VA | 59693 | OSW1 | 12 | Offshore Wind Turbine | WND | WS | (V) Under construction, more than 50 percent complete | 12 | No
2021 | 2 | 59050 | Algonquin Power Co | IPP | Maverick Creek Wind | TX | 62853 | MVRCK | 524.4 | Onshore Wind Turbine | WND | WT | (U) Under construction, less than or equal to 50 percent complete | 524.4 | No
2021 | 2 | 3258 | Central Iowa Power Cooperative | Electric Utility | Summit Lake | IA | 1206 | R1 | 18.4 | Natural Gas Internal Combustion Engine | NG | IC | (U) Under construction, less than or equal to 50 percent complete | 18.8 | No
2021 | 2 | 3258 | Central Iowa Power Cooperative | Electric Utility | Summit Lake | IA | 1206 | R2 | 18.4 | Natural Gas Internal Combustion Engine | NG | IC | (U) Under construction, less than or equal to 50 percent complete | 18.8 | No
2021 | 2 | 3258 | Central Iowa Power Cooperative | Electric Utility | Summit Lake | IA | 1206 | R3 | 18.4 | Natural Gas Internal Combustion Engine | NG | IC | (U) Under construction, less than or equal to 50 percent complete | 18.8 | No
2021 | 2 | 11820 | Massachusetts Inst of Tech | Commercial | Mass Inst Tech Cntrl Utilities/Cogen Plt | MA | 54907 | GT200 | 17.7 | Natural Gas Fired Combustion Turbine | NG | GT | (T) Regulatory approvals received. Not under construction | 21.7 | No
2021 | 2 | 11820 | Massachusetts Inst of Tech | Commercial | Mass Inst Tech Cntrl Utilities/Cogen Plt | MA | 54907 | GT300 | 17.7 | Natural Gas Fired Combustion Turbine | NG | GT | (T) Regulatory approvals received. Not under construction | 21.7 | No
2021 | 2 | 60685 | Novel Energy Solutions | IPP | Hayfield Solar III LLC | MN | 63725 | HAYF3 | 1 | Solar Photovoltaic | SUN | PV | (T) Regulatory approvals received. Not under construction | 1 | No
2021 | 2 | 60685 | Novel Energy Solutions | IPP | Pipestone City Solar LLC | MN | 63726 | PSCTY | 1 | Solar Photovoltaic | SUN | PV | (T) Regulatory approvals received. Not under construction | 1 | No
2021 | 2 | 63082 | ProEnergy Services | IPP | Topaz Generating | TX | 63688 | CTG-1 | 48 | Natural Gas Fired Combustion Turbine | NG | GT | (T) Regulatory approvals received. Not under construction | 60.5 | No
2021 | 2 | 63082 | ProEnergy Services | IPP | Topaz Generating | TX | 63688 | CTG-2 | 48 | Natural Gas Fired Combustion Turbine | NG | GT | (T) Regulatory approvals received. Not under construction | 60.5 | No
2021 | 2 | 63082 | ProEnergy Services | IPP | Topaz Generating | TX | 63688 | CTG-3 | 48 | Natural Gas Fired Combustion Turbine | NG | GT | (T) Regulatory approvals received. Not under construction | 60.5 | No
2021 | 2 | 63082 | ProEnergy Services | IPP | Topaz Generating | TX | 63688 | CTG-4 | 48 | Natural Gas Fired Combustion Turbine | NG | GT | (T) Regulatory approvals received. Not under construction | 60.5 | No
2021 | 2 | 63082 | ProEnergy Services | IPP | Topaz Generating | TX | 63688 | CTG-5 | 48 | Natural Gas Fired Combustion Turbine | NG | GT | (T) Regulatory approvals received. Not under construction | 60.5 | No
2021 | 2 | 63082 | ProEnergy Services | IPP | Topaz Generating | TX | 63688 | CTG-6 | 48 | Natural Gas Fired Combustion Turbine | NG | GT | (T) Regulatory approvals received. Not under construction | 60.5 | No
2021 | 2 | 63082 | ProEnergy Services | IPP | Topaz Generating | TX | 63688 | CTG-7 | 48 | Natural Gas Fired Combustion Turbine | NG | GT | (T) Regulatory approvals received. Not under construction | 60.5 | No
2021 | 2 | 63082 | ProEnergy Services | IPP | Topaz Generating | TX | 63688 | CTG-8 | 48 | Natural Gas Fired Combustion Turbine | NG | GT | (T) Regulatory approvals received. Not under construction | 60.5 | No
2021 | 2 | 63082 | ProEnergy Services | IPP | Topaz Generating | TX | 63688 | CTG-9 | 48 | Natural Gas Fired Combustion Turbine | NG | GT | (T) Regulatory approvals received. Not under construction | 60.5 | No
2021 | 2 | 63082 | ProEnergy Services | IPP | Topaz Generating | TX | 63688 | CTG10 | 48 | Natural Gas Fired Combustion Turbine | NG | GT | (T) Regulatory approvals received. Not under construction | 60.5 | No
2021 | 2 | 61727 | Reloj del Sol Wind Farm LLC | IPP | Reloj del Sol Wind Farm | TX | 62207 | RELOJ | 209.4 | Onshore Wind Turbine | WND | WT | (U) Under construction, less than or equal to 50 percent complete | 209.4 | No
2021 | 2 | 60217 | San Bernardino Valley Mun. Water Dist. | Electric Utility | Waterman Turnout Hydroelectric | CA | 60466 | WTHF | 1 | Conventional Hydroelectric | WAT | HY | (L) Regulatory approvals pending. Not under construction | 1 | Yes
2021 | 3 | 57365 | Consolidated Edison Solutions Inc | IPP | CES Agawam Tuckahoe Solar | MA | 63763 | ATES | 2.3 | Batteries | MWH | BA | (T) Regulatory approvals received. Not under construction | 2.3 | No
2021 | 3 | 57365 | Consolidated Edison Solutions Inc | IPP | CES Agawam Tuckahoe Solar | MA | 63763 | ATPV | 3.6 | Solar Photovoltaic | SUN | PV | (T) Regulatory approvals received. Not under construction | 3.6 | No
2021 | 3 | 62742 | ENEL BELLA ENERGY STORAGE, LLC | IPP | Goleta Grid Resiliency | CA | 63736 | BESS1 | 10 | Batteries | MWH | BA | (L) Regulatory approvals pending. Not under construction | 10 | Yes
2021 | 3 | 61888 | Gloversville Community Solar LLC | IPP | Gloversville Landfill Solar | NY | 62357 | 08158 | 5 | Solar Photovoltaic | SUN | PV | (P) Planned for installation, but regulatory approvals not initiated | 5 | Yes
2021 | 3 | 9324 | Indiana Michigan Power Co | Electric Utility | South Bend Solar | IN | 63801 | 1 | 20 | Solar Photovoltaic | SUN | PV | (U) Under construction, less than or equal to 50 percent complete | 20 | No
2021 | 3 | 14328 | Pacific Gas & Electric Co. | Electric Utility | Elkhorn Battery Energy Storage System | CA | 62564 | ELKHO | 182.5 | Batteries | MWH | BA | (L) Regulatory approvals pending. Not under construction | 182.5 | Yes
2021 | 3 | 62646 | Painter Energy Storage, LLC | IPP | Painter Energy Storage | CA | 62729 | PAIN1 | 10 | Batteries | MWH | BA | (L) Regulatory approvals pending. Not under construction | 10 | Yes
2021 | 3 | 60229 | Quail Holdings, LLC | IPP | Quail Holdings | NC | 60434 | PV1 | 25 | Solar Photovoltaic | SUN | PV | (L) Regulatory approvals pending. Not under construction | 25 | Yes
2021 | 3 | 63424 | Silverstrand Grid, LLC | IPP | Silverstrand Grid Energy Storage System | CA | 63735 | SLV01 | 11 | Batteries | MWH | BA | (L) Regulatory approvals pending. Not under construction | 11 | Yes
2021 | 3 | 19539 | University of Iowa | Commercial | University of Iowa Main Power Plant | IA | 54775 | GEN12 | 5.8 | Natural Gas Steam Turbine | NG | ST | (U) Under construction, less than or equal to 50 percent complete | 5.8 | No
2021 | 3 | 19539 | University of Iowa | Commercial | University of Iowa Main Power Plant | IA | 54775 | GEN13 | 10 | Natural Gas Steam Turbine | NG | ST | (L) Regulatory approvals pending. Not under construction | 10 | Yes
2021 | 3 | 20159 | Washington Parish Engy Ctr 1 LLC | IPP | Washington Parish Energy Center | LA | 55486 | CTG01 | 182.2 | Natural Gas Fired Combustion Turbine | NG | GT | (U) Under construction, less than or equal to 50 percent complete | 199.8 | No
2021 | 3 | 20159 | Washington Parish Engy Ctr 1 LLC | IPP | Washington Parish Energy Center | LA | 55486 | CTG02 | 182.2 | Natural Gas Fired Combustion Turbine | NG | GT | (U) Under construction, less than or equal to 50 percent complete | 199.8 | No
2021 | 3 | 62048 | Westlands Almond LLC | IPP | Almond | CA | 62546 | ALMND | 19.9 | Solar Photovoltaic | SUN | PV | (T) Regulatory approvals received. Not under construction | 19.9 | No
2021 | 3 | 63276 | Woodfields Solar, LLC | IPP | Woodfields Solar | SC | 63552 | PGR21 | 2 | Solar Photovoltaic | SUN | PV | (T) Regulatory approvals received. Not under construction | 2 | No
2021 | 4 | 63004 | Abundant Solar Power Inc. | IPP | Deiter-STEU | NY | 63226 | 2078 | 2.2 | Solar Photovoltaic | SUN | PV | (P) Planned for installation, but regulatory approvals not initiated | 2.2 | Yes
2021 | 4 | 63004 | Abundant Solar Power Inc. | IPP | Gibson-STEU | NY | 63227 | 8675 | 11.5 | Solar Photovoltaic | SUN | PV | (P) Planned for installation, but regulatory approvals not initiated | 11.5 | Yes
2021 | 4 | 63004 | Abundant Solar Power Inc. | IPP | Wheaton-STEU | NY | 63228 | 11410 | 5 | Solar Photovoltaic | SUN | PV | (P) Planned for installation, but regulatory approvals not initiated | 5 | Yes
2021 | 4 | 60367 | BRE NC Solar 3, LLC | IPP | BRE NC Solar 3 | NC | 60627 | BEAM3 | 5 | Solar Photovoltaic | SUN | PV | (T) Regulatory approvals received. Not under construction | 5 | No
2021 | 4 | 1752 | Biola University | Commercial | Biola University Hybrid | CA | 54296 | EG-1H | 1.5 | Natural Gas Internal Combustion Engine | NG | IC | (L) Regulatory approvals pending. Not under construction | 1.5 | Yes
2021 | 4 | 1752 | Biola University | Commercial | Biola University Hybrid | CA | 54296 | EG-2H | 1.5 | Natural Gas Internal Combustion Engine | NG | IC | (L) Regulatory approvals pending. Not under construction | 1.5 | Yes
2021 | 4 | 6452 | Florida Power & Light Co | Electric Utility | Discovery Solar Center | FL | 63109 | 1 | 74.5 | Solar Photovoltaic | SUN | PV | (U) Under construction, less than or equal to 50 percent complete | 74.5 | No
2021 | 4 | 6452 | Florida Power & Light Co | Electric Utility | Orange Blossom Solar Center | FL | 62919 | 1 | 74.5 | Solar Photovoltaic | SUN | PV | (L) Regulatory approvals pending. Not under construction | 74.5 | Yes
2021 | 4 | 6452 | Florida Power & Light Co | Electric Utility | Palm Bay Solar | FL | 62921 | 1 | 74.5 | Solar Photovoltaic | SUN | PV | (L) Regulatory approvals pending. Not under construction | 74.5 | Yes
2021 | 4 | 6452 | Florida Power & Light Co | Electric Utility | Pelican Solar Center | FL | 62924 | 1 | 74.5 | Solar Photovoltaic | SUN | PV | (U) Under construction, less than or equal to 50 percent complete | 74.5 | No
2021 | 4 | 6452 | Florida Power & Light Co | Electric Utility | Rodeo Solar Center | FL | 62917 | 1 | 74.5 | Solar Photovoltaic | SUN | PV | (U) Under construction, less than or equal to 50 percent complete | 74.5 | No
2021 | 4 | 6452 | Florida Power & Light Co | Electric Utility | Sabal Palm Solar Center | FL | 63110 | 1 | 74.5 | Solar Photovoltaic | SUN | PV | (L) Regulatory approvals pending. Not under construction | 74.5 | Yes
2021 | 4 | 49893 | Invenergy Services LLC | IPP | Badger Hollow Solar Farm LLC | WI | 62955 | GEN1 | 300 | Solar Photovoltaic | SUN | PV | (U) Under construction, less than or equal to 50 percent complete | 300 | No
2021 | 4 | 11806 | Massachusetts Mun Wholes Electric Co | Electric Utility | MMWEC Simple Cycle Gas Turbine | MA | 63559 | GT1 | 57 | Natural Gas Fired Combustion Turbine | NG | GT | (L) Regulatory approvals pending. Not under construction | 65 | Yes
2021 | 4 | 60952 | Mt. Jackson Solar LLC | IPP | Mt. Jackson Solar | VA | 61318 | SOLAR | 15.7 | Solar Photovoltaic | SUN | PV | (P) Planned for installation, but regulatory approvals not initiated | 15.7 | Yes
2021 | 4 | 63275 | Samoset Solar, LLC | IPP | Samoset Solar | ME | 63551 | PGR21 | 2 | Solar Photovoltaic | SUN | PV | (L) Regulatory approvals pending. Not under construction | 2 | Yes
2021 | 4 | 62919 | TPE King Solar Holdings1 LLC | IPP | King CSG | RI | 63135 | KING1 | 7 | Solar Photovoltaic | SUN | PV | (U) Under construction, less than or equal to 50 percent complete | 7 | No
2021 | 4 | 62919 | TPE King Solar Holdings1 LLC | IPP | King CSG | RI | 63135 | KING2 | 7.8 | Solar Photovoltaic | SUN | PV | (U) Under construction, less than or equal to 50 percent complete | 7.8 | No
2021 | 4 | 62808 | Whitehorn Solar, LLC | IPP | Whitehorn Solar | VA | 62959 | WHIT1 | 50 | Solar Photovoltaic | SUN | PV | (U) Under construction, less than or equal to 50 percent complete | 50 | No
2021 | 5 | 63012 | 2W Permian Solar, LLC | IPP | 2W Permian Solar Project | TX | 63255 | 2WPBA | 40 | Batteries | MWH | BA | (T) Regulatory approvals received. Not under construction | 40 | No
2021 | 5 | 63012 | 2W Permian Solar, LLC | IPP | 2W Permian Solar Project | TX | 63255 | 2WPSO | 420 | Solar Photovoltaic | SUN | PV | (T) Regulatory approvals received. Not under construction | 420 | No
2021 | 5 | 62049 | Aquamarine Westside LLC | IPP | Aquamarine | CA | 62547 | AQUAM | 250 | Solar Photovoltaic | SUN | PV | (T) Regulatory approvals received. Not under construction | 250 | No
2021 | 5 | 62091 | Derby Fuel Cell LLC | IPP | Derby Fuel Cell | CT | 62588 | MM45 | 2.8 | Other Natural Gas | NG | FC | (P) Planned for installation, but regulatory approvals not initiated | 2.8 | Yes
2021 | 5 | 62091 | Derby Fuel Cell LLC | IPP | Derby Fuel Cell | CT | 62588 | MM46 | 2.8 | Other Natural Gas | NG | FC | (P) Planned for installation, but regulatory approvals not initiated | 2.8 | Yes
2021 | 5 | 62091 | Derby Fuel Cell LLC | IPP | Derby Fuel Cell | CT | 62588 | MM47 | 2.8 | Other Natural Gas | NG | FC | (P) Planned for installation, but regulatory approvals not initiated | 2.8 | Yes
2021 | 5 | 62091 | Derby Fuel Cell LLC | IPP | Derby Fuel Cell | CT | 62588 | MM48 | 2.8 | Other Natural Gas | NG | FC | (P) Planned for installation, but regulatory approvals not initiated | 2.8 | Yes
2021 | 5 | 62091 | Derby Fuel Cell LLC | IPP | Derby Fuel Cell | CT | 62588 | MM49 | 2.8 | Other Natural Gas | NG | FC | (P) Planned for installation, but regulatory approvals not initiated | 2.8 | Yes
2021 | 5 | 63441 | Fogarty Solar LLC | IPP | Fogarty | NY | 63747 | GRA | 2 | Solar Photovoltaic | SUN | PV | (T) Regulatory approvals received. Not under construction | 2 | No
2021 | 5 | 61166 | Green Power Energy LLC | IPP | Cody Road Wind Farm | NY | 61592 | WT2 | 2.4 | Onshore Wind Turbine | WND | WT | (U) Under construction, less than or equal to 50 percent complete | 2.4 | No
2021 | 5 | 61942 | Griffin Trail Wind, LLC | IPP | Griffin Trail Wind | TX | 62411 | GTWND | 225.6 | Onshore Wind Turbine | WND | WT | (P) Planned for installation, but regulatory approvals not initiated | 225.6 | Yes
2021 | 5 | 62807 | Hawtree Creek Farm Solar, LLC | IPP | Hawtree Solar | NC | 62951 | HAWT1 | 65 | Solar Photovoltaic | SUN | PV | (T) Regulatory approvals received. Not under construction | 65 | No
2021 | 5 | 62064 | Hill Top Energy Center, LLC | IPP | Hill Top Energy Center, LLC | PA | 62565 | GEN1 | 619.1 | Natural Gas Fired Combined Cycle | NG | CC | (V) Under construction, more than 50 percent complete | 664.7 | No
2021 | 5 | 60379 | Howardtown Farm, LLC | IPP | Howardtown Farm | NC | 60630 | PV1 | 10 | Solar Photovoltaic | SUN | PV | (L) Regulatory approvals pending. Not under construction | 10 | Yes
2021 | 5 | 55983 | Luminant Generation Company LLC | IPP | Brightside | TX | 63223 | UNIT1 | 50.7 | Solar Photovoltaic | SUN | PV | (L) Regulatory approvals pending. Not under construction | 50.7 | Yes
2021 | 5 | 63100 | SE Juno, LLC | IPP | Juno Solar Project | TX | 63328 | JUNO1 | 159 | Solar Photovoltaic | SUN | PV | (T) Regulatory approvals received. Not under construction | 159 | No
2021 | 5 | 16609 | San Diego Gas & Electric Co | Electric Utility | Fallbrook Energy Storage | CA | 61365 | FBES | 40 | Batteries | MWH | BA | (P) Planned for installation, but regulatory approvals not initiated | 40 | Yes
2021 | 5 | 62812 | Syncarpha Tewksbury, LLC | IPP | Syncarpha Tewksbury Hybrid | MA | 62968 | SYTKS | 2.8 | Solar Photovoltaic | SUN | PV | (T) Regulatory approvals received. Not under construction | 2.8 | No
2021 | 5 | 20856 | Wisconsin Power & Light Co | Electric Utility | Riverside Energy Center | WI | 55641 | PV1 | 2 | Solar Photovoltaic | SUN | PV | (T) Regulatory approvals received. Not under construction | 2 | No
2021 | 6 | 63118 | 224WB 8me LLC | IPP | Galloway 2 Solar Farm | TX | 63343 | GS2SF | 110 | Solar Photovoltaic | SUN | PV | (P) Planned for installation, but regulatory approvals not initiated | 110 | Yes
2021 | 6 | 61523 | 225DD 8me LLC | IPP | Galloway 1 Solar Farm | TX | 61920 | GSM01 | 250 | Solar Photovoltaic | SUN | PV | (T) Regulatory approvals received. Not under construction | 250 | No
2021 | 6 | 61525 | 231RC 8me LLC | IPP | Norton Solar Farm | TX | 61967 | NSM01 | 125 | Solar Photovoltaic | SUN | PV | (P) Planned for installation, but regulatory approvals not initiated | 125 | Yes
2021 | 6 | 61608 | Agilon Energy Holdings II, LLC | IPP | Victoria Port Power II LLC | TX | 61966 | VP2-1 | 43 | Natural Gas Fired Combustion Turbine | NG | GT | (L) Regulatory approvals pending. Not under construction | 50 | Yes
2021 | 6 | 61608 | Agilon Energy Holdings II, LLC | IPP | Victoria Port Power II LLC | TX | 61966 | VP2-2 | 43 | Natural Gas Fired Combustion Turbine | NG | GT | (L) Regulatory approvals pending. Not under construction | 50 | Yes
2021 | 6 | 60667 | Aksamit Energy Development | IPP | Monument Road | NE | 61033 | MR001 | 66 | Onshore Wind Turbine | WND | WT | (L) Regulatory approvals pending. Not under construction | 66 | Yes
2021 | 6 | 61118 | Ameresco, Inc - Candlewood | IPP | Candlewood Solar | CT | 61517 | CANDL | 25 | Solar Photovoltaic | SUN | PV | (P) Planned for installation, but regulatory approvals not initiated | 25 | Yes
2021 | 6 | 61825 | Antelope Expansion 1B, LLC | IPP | Antelope Expansion 1B | CA | 62320 | ANE1B | 17 | Solar Photovoltaic | SUN | PV | (P) Planned for installation, but regulatory approvals not initiated | 17 | Yes
2021 | 6 | 63430 | Astral Electricity, LLC | IPP | Chisholm Grid Energy Storage System | TX | 63737 | CHS01 | 100 | Batteries | MWH | BA | (L) Regulatory approvals pending. Not under construction | 100 | Yes
2021 | 6 | 60270 | Clark Canyon Hydro, LLC | IPP | Clark Canyon Hydro-Electric Facility | MT | 60483 | FRNS1 | 2.4 | Conventional Hydroelectric | WAT | HY | (P) Planned for installation, but regulatory approvals not initiated | 2.4 | Yes
2021 | 6 | 60270 | Clark Canyon Hydro, LLC | IPP | Clark Canyon Hydro-Electric Facility | MT | 60483 | FRNS2 | 2.4 | Conventional Hydroelectric | WAT | HY | (P) Planned for installation, but regulatory approvals not initiated | 2.4 | Yes
2021 | 6 | 62746 | Don Lee BESS 1 LLC | IPP | Don Lee BESS 1 LLC | CA | 62872 | DONL1 | 6.5 | Batteries | MWH | BA | (T) Regulatory approvals received. Not under construction | 6.5 | No
2021 | 6 | 59964 | ESC Brooke County Power I | IPP | ESC Brooke County Power I | WV | 60202 | BCCA1 | 261.2 | Natural Gas Fired Combined Cycle | NG | CA | (P) Planned for installation, but regulatory approvals not initiated | 280.5 | Yes
2021 | 6 | 59964 | ESC Brooke County Power I | IPP | ESC Brooke County Power I | WV | 60202 | BCCT1 | 252.3 | Natural Gas Fired Combined Cycle | NG | CT | (P) Planned for installation, but regulatory approvals not initiated | 280.5 | Yes
2021 | 6 | 59964 | ESC Brooke County Power I | IPP | ESC Brooke County Power I | WV | 60202 | BCCT2 | 252.3 | Natural Gas Fired Combined Cycle | NG | CT | (P) Planned for installation, but regulatory approvals not initiated | 280.5 | Yes
2021 | 6 | 56987 | East Blackland Solar Project 1 LLC | IPP | East Blackland Solar Project 1 | TX | 57659 | PSF | 144 | Solar Photovoltaic | SUN | PV | (L) Regulatory approvals pending. Not under construction | 144 | Yes
2021 | 6 | 58970 | Ecoplexus, Inc | IPP | High Shoals PV1 | NC | 59997 | HISHO | 16 | Solar Photovoltaic | SUN | PV | (L) Regulatory approvals pending. Not under construction | 16 | Yes
2021 | 6 | 58970 | Ecoplexus, Inc | IPP | OAKBORO PV1 | NC | 63162 | OAKPV | 40 | Solar Photovoltaic | SUN | PV | (P) Planned for installation, but regulatory approvals not initiated | 40 | Yes
2021 | 6 | 58970 | Ecoplexus, Inc | IPP | Pleasant Hill PV1 | NC | 63787 | PHILL | 20 | Solar Photovoltaic | SUN | PV | (L) Regulatory approvals pending. Not under construction | 20 | Yes
2021 | 6 | 58970 | Ecoplexus, Inc | IPP | Willoughby PV1 | NC | 60003 | WILL1 | 20 | Solar Photovoltaic | SUN | PV | (L) Regulatory approvals pending. Not under construction | 20 | Yes
2021 | 6 | 58597 | Enivromission, Inc | IPP | La Paz Solar Tower | AZ | 58652 | 1 | 200 | Solar Thermal without Energy Storage | SUN | OT | (P) Planned for installation, but regulatory approvals not initiated | 200 | Yes
2021 | 6 | 55937 | Entergy Texas Inc. | Electric Utility | Montgomery County | TX | 60925 | 1A | 250 | Natural Gas Fired Combined Cycle | NG | CT | (L) Regulatory approvals pending. Not under construction | 250 | Yes
2021 | 6 | 55937 | Entergy Texas Inc. | Electric Utility | Montgomery County | TX | 60925 | 1B | 250 | Natural Gas Fired Combined Cycle | NG | CT | (L) Regulatory approvals pending. Not under construction | 250 | Yes
2021 | 6 | 55937 | Entergy Texas Inc. | Electric Utility | Montgomery County | TX | 60925 | 1C | 500 | Natural Gas Fired Combined Cycle | NG | CA | (L) Regulatory approvals pending. Not under construction | 500 | Yes
2021 | 6 | 60688 | FGE Goodnight, LLC | IPP | Goodnight | TX | 59246 | GOOD1 | 500 | Onshore Wind Turbine | WND | WT | (U) Under construction, less than or equal to 50 percent complete | 500 | No
2021 | 6 | 6909 | Gainesville Regional Utilities | Electric Utility | John R Kelly | FL | 664 | 8.2 | 40 | Natural Gas Fired Combined Cycle | NG | CA | (L) Regulatory approvals pending. Not under construction | 50 | Yes
2021 | 6 | 7140 | Georgia Power Co | Electric Utility | Fort Valley State University Solar | GA | 63062 | 1 | 10.8 | Solar Photovoltaic | SUN | PV | (U) Under construction, less than or equal to 50 percent complete | 10.8 | No
2021 | 6 | 7140 | Georgia Power Co | Electric Utility | Georgia College & State University Solar | GA | 63282 | 1 | 3.5 | Solar Photovoltaic | SUN | PV | (U) Under construction, less than or equal to 50 percent complete | 3.5 | No
2021 | 6 | 61122 | Great River Hydro, LLC | IPP | S C Moore | NH | 2351 | GEN5 | 4.6 | Conventional Hydroelectric | WAT | HY | (L) Regulatory approvals pending. Not under construction | 4.6 | Yes
2021 | 6 | 63499 | Gunsight Solar, LLC | IPP | Gunsight Solar, LLC | SC | 63813 | PGR26 | 75 | Solar Photovoltaic | SUN | PV | (L) Regulatory approvals pending. Not under construction | 75 | Yes
2021 | 6 | 60050 | Halyard Energy Henderson, LLC | IPP | Halyard Henderson Energy Center | TX | 60268 | TBN1 | 210 | Natural Gas Fired Combustion Turbine | NG | GT | (P) Planned for installation, but regulatory approvals not initiated | 232 | Yes
2021 | 6 | 60050 | Halyard Energy Henderson, LLC | IPP | Halyard Henderson Energy Center | TX | 60268 | TBN2 | 210 | Natural Gas Fired Combustion Turbine | NG | GT | (T) Regulatory approvals received. Not under construction | 232 | No
2021 | 6 | 60002 | Halyard Energy Wharton, LLC | IPP | Halyard Wharton Energy Center | TX | 60221 | TBN1 | 162 | Natural Gas Fired Combustion Turbine | NG | GT | (P) Planned for installation, but regulatory approvals not initiated | 177 | Yes
2021 | 6 | 60002 | Halyard Energy Wharton, LLC | IPP | Halyard Wharton Energy Center | TX | 60221 | TBN2 | 162 | Natural Gas Fired Combustion Turbine | NG | GT | (P) Planned for installation, but regulatory approvals not initiated | 177 | Yes
2021 | 6 | 63474 | Hecate Energy Gedney Hill LLC | IPP | Hecate Energy Gedney Hill | NY | 63815 | GEDNY | 20 | Solar Photovoltaic | SUN | PV | (P) Planned for installation, but regulatory approvals not initiated | 20 | Yes
2021 | 6 | 49893 | Invenergy Services LLC | IPP | Canisteo Wind Farm | NY | 62947 | GEN1 | 290.7 | Onshore Wind Turbine | WND | WT | (U) Under construction, less than or equal to 50 percent complete | 290.7 | No
2021 | 6 | 63453 | Johnson Development Associates, Inc. | IPP | Pinson Solar Farm | SC | 63777 | 1310 | 20 | Solar Photovoltaic | SUN | PV | (T) Regulatory approvals received. Not under construction | 26 | No
2021 | 6 | 56155 | Lansing Board of Water and Light | Electric Utility | Delta Energy Park | MI | 63259 | DEPC2 | 48.3 | Natural Gas Fired Combined Cycle | NG | CT | (U) Under construction, less than or equal to 50 percent complete | 58 | No
2021 | 6 | 56155 | Lansing Board of Water and Light | Electric Utility | Delta Energy Park | MI | 63259 | DEPC3 | 48.3 | Natural Gas Fired Combined Cycle | NG | CT | (U) Under construction, less than or equal to 50 percent complete | 58 | No
2021 | 6 | 56155 | Lansing Board of Water and Light | Electric Utility | Delta Energy Park | MI | 63259 | DEPS1 | 46.3 | Natural Gas Fired Combustion Turbine | NG | GT | (U) Under construction, less than or equal to 50 percent complete | 58 | No
2021 | 6 | 56155 | Lansing Board of Water and Light | Electric Utility | Delta Energy Park | MI | 63259 | DEPST | 81 | Natural Gas Fired Combined Cycle | NG | CA | (U) Under construction, less than or equal to 50 percent complete | 89.2 | No
2021 | 6 | 61219 | Longroad Energy Services LLC | IPP | Muscle Shoals | AL | 62462 | GEN01 | 227 | Solar Photovoltaic | SUN | PV | (L) Regulatory approvals pending. Not under construction | 227 | Yes
2021 | 6 | 11806 | Massachusetts Mun Wholes Electric Co | Electric Utility | MMWEC Simple Cycle Gas Turbine | MA | 63559 | 1 | 55 | Natural Gas Fired Combustion Turbine | NG | GT | (L) Regulatory approvals pending. Not under construction | 70 | Yes
2021 | 6 | 59357 | Navasota Energy Generation Holdings | IPP | Clear Springs Energy Center | TX | 59615 | CTG-1 | 178 | Natural Gas Fired Combustion Turbine | NG | GT | (P) Planned for installation, but regulatory approvals not initiated | 183 | Yes
2021 | 6 | 59357 | Navasota Energy Generation Holdings | IPP | Clear Springs Energy Center | TX | 59615 | CTG-2 | 177 | Natural Gas Fired Combustion Turbine | NG | GT | (P) Planned for installation, but regulatory approvals not initiated | 183 | Yes
2021 | 6 | 59357 | Navasota Energy Generation Holdings | IPP | Clear Springs Energy Center | TX | 59615 | CTG-3 | 177 | Natural Gas Fired Combustion Turbine | NG | GT | (P) Planned for installation, but regulatory approvals not initiated | 183 | Yes
2021 | 6 | 59357 | Navasota Energy Generation Holdings | IPP | Union Valley Energy Center | TX | 59616 | CTG-1 | 178 | Natural Gas Fired Combustion Turbine | NG | GT | (P) Planned for installation, but regulatory approvals not initiated | 183 | Yes
2021 | 6 | 59357 | Navasota Energy Generation Holdings | IPP | Union Valley Energy Center | TX | 59616 | CTG-2 | 178 | Natural Gas Fired Combustion Turbine | NG | GT | (P) Planned for installation, but regulatory approvals not initiated | 183 | Yes
2021 | 6 | 59357 | Navasota Energy Generation Holdings | IPP | Union Valley Energy Center | TX | 59616 | CTG-3 | 178 | Natural Gas Fired Combustion Turbine | NG | GT | (P) Planned for installation, but regulatory approvals not initiated | 183 | Yes
2021 | 6 | 59357 | Navasota Energy Generation Holdings | IPP | Van Alstyne Energy Center | TX | 59617 | CTG-1 | 177 | Natural Gas Fired Combustion Turbine | NG | GT | (P) Planned for installation, but regulatory approvals not initiated | 183 | Yes
2021 | 6 | 59357 | Navasota Energy Generation Holdings | IPP | Van Alstyne Energy Center | TX | 59617 | CTG-2 | 177 | Natural Gas Fired Combustion Turbine | NG | GT | (P) Planned for installation, but regulatory approvals not initiated | 183 | Yes
2021 | 6 | 59357 | Navasota Energy Generation Holdings | IPP | Van Alstyne Energy Center | TX | 59617 | CTG-3 | 177 | Natural Gas Fired Combustion Turbine | NG | GT | (P) Planned for installation, but regulatory approvals not initiated | 183 | Yes
2021 | 6 | 13402 | Nevada Irrigation District | IPP | Loma Rica Hydroelectric Powerhouse | CA | 60988 | HY1 | 1.4 | Conventional Hydroelectric | WAT | HY | (P) Planned for installation, but regulatory approvals not initiated | 1.4 | Yes
2021 | 6 | 59967 | Phoenix Energy | Electric CHP | North Fork Community Power | CA | 60192 | NFCP1 | 2 | Other Waste Biomass | OBG | IC | (T) Regulatory approvals received. Not under construction | 2 | No
2021 | 6 | 61946 | Prairie State Solar, LLC | IPP | Prairie State Solar Project | IL | 62420 | PSS01 | 99 | Solar Photovoltaic | SUN | PV | (P) Planned for installation, but regulatory approvals not initiated | 99 | Yes
2021 | 6 | 60982 | RE Maplewood LLC | IPP | RE Maplewood | TX | 61346 | PV2 | 250 | Solar Photovoltaic | SUN | PV | (P) Planned for installation, but regulatory approvals not initiated | 250 | Yes
2021 | 6 | 59010 | Rhubarb One LLC | IPP | Rhubarb One SC | SC | 59596 | PV1 | 20 | Solar Photovoltaic | SUN | PV | (L) Regulatory approvals pending. Not under construction | 20 | Yes
2021 | 6 | 63092 | SE Titan, LLC | IPP | Titan Solar Project | TX | 63320 | IPTTN | 260 | Solar Photovoltaic | SUN | PV | (T) Regulatory approvals received. Not under construction | 260 | No
2021 | 6 | 62812 | Syncarpha Tewksbury, LLC | IPP | Syncarpha Tewksbury Hybrid | MA | 62968 | SYTKB | 2 | Batteries | MWH | BA | (T) Regulatory approvals received. Not under construction | 2 | No
2021 | 6 | 62813 | Syncarpha Westminster, LLC | IPP | Syncarpha Westminster Hybrid | MA | 62971 | SYWES | 4.7 | Solar Photovoltaic | SUN | PV | (V) Under construction, more than 50 percent complete | 4.7 | No
2021 | 6 | 62918 | TPE Hopkins Solar Holdings1 LLC | IPP | Hopkins Hill CSG | RI | 63136 | HH1 | 4.8 | Solar Photovoltaic | SUN | PV | (U) Under construction, less than or equal to 50 percent complete | 4.8 | No
2021 | 6 | 62918 | TPE Hopkins Solar Holdings1 LLC | IPP | Hopkins Hill CSG | RI | 63136 | HH2 | 4.7 | Solar Photovoltaic | SUN | PV | (U) Under construction, less than or equal to 50 percent complete | 4.7 | No
2021 | 6 | 63420 | Taos Mesa Energy Facility, LLC | IPP | Taos Mesa Energy Facility | NM | 63728 | TMEF1 | 15 | Solar Photovoltaic | SUN | PV | (L) Regulatory approvals pending. Not under construction | 15 | Yes
2021 | 6 | 19564 | University of Notre Dame | Commercial | Notre Dame Hydro | IN | 62918 | HYD1 | 2.5 | Conventional Hydroelectric | WAT | HY | (U) Under construction, less than or equal to 50 percent complete | 2.5 | No
2021 | 6 | 63225 | Wister Solar | IPP | Wister Solar | CA | 63487 | WSOL | 20 | Solar Photovoltaic | SUN | PV | (L) Regulatory approvals pending. Not under construction | 20 | Yes
2021 | 6 | 63369 | Yaphank Fuel Cell Park, LLC | IPP | SWM Fuel Cell | NY | 63661 | SWM-1 | 2.8 | Other Natural Gas | NG | FC | (P) Planned for installation, but regulatory approvals not initiated | 2.8 | Yes
2021 | 6 | 63369 | Yaphank Fuel Cell Park, LLC | IPP | SWM Fuel Cell | NY | 63661 | SWM-2 | 2.8 | Other Natural Gas | NG | FC | (P) Planned for installation, but regulatory approvals not initiated | 2.8 | Yes
2021 | 6 | 63369 | Yaphank Fuel Cell Park, LLC | IPP | SWM Fuel Cell | NY | 63661 | SWM-3 | 2.8 | Other Natural Gas | NG | FC | (P) Planned for installation, but regulatory approvals not initiated | 2.8 | Yes
2021 | 7 | 60776 | Aksamit Resource Management | IPP | Milligan III Wind Farm | NE | 61159 | M3001 | 73.4 | Onshore Wind Turbine | WND | WT | (T) Regulatory approvals received. Not under construction | 73.4 | No
2021 | 7 | 60366 | BRE NC Solar 2, LLC | IPP | BRE NC Solar 2 | NC | 60626 | BEAM2 | 5 | Solar Photovoltaic | SUN | PV | (T) Regulatory approvals received. Not under construction | 5 | No
2021 | 7 | 58416 | California State University, Northridge | Commercial | CSU Northridge Plant | CA | 58422 | G6PV | 0.7 | Solar Photovoltaic | SUN | PV | (P) Planned for installation, but regulatory approvals not initiated | 0.8 | Yes
2021 | 7 | 56615 | First Solar Project Development | IPP | Sun Stream 2 | AZ | 63440 | GEN01 | 150 | Solar Photovoltaic | SUN | PV | (T) Regulatory approvals received. Not under construction | 150 | No
2021 | 7 | 63403 | Luna Storage, LLC | IPP | Luna Storage | CA | 63685 | LUNA | 100 | Batteries | MWH | BA | (P) Planned for installation, but regulatory approvals not initiated | 100 | Yes
2021 | 7 | 63451 | Madero Grid, LLC | IPP | Madero Grid | TX | 63757 | MAD01 | 200 | Batteries | MWH | BA | (L) Regulatory approvals pending. Not under construction | 200 | Yes
2021 | 7 | 63139 | Minonk Stewardship Wind LLC | IPP | Bennington Wind | IL | 63384 | BENN | 93 | Onshore Wind Turbine | WND | WT | (P) Planned for installation, but regulatory approvals not initiated | 93 | Yes
2021 | 7 | 61593 | Pleinmont Solar 2 LLC | IPP | Pleinmont Solar 2 | VA | 62013 | PLNM2 | 240 | Solar Photovoltaic | SUN | PV | (P) Planned for installation, but regulatory approvals not initiated | 240 | Yes
2021 | 7 | 63100 | SE Juno, LLC | IPP | Juno Solar Project | TX | 63328 | IPJNO | 141 | Solar Photovoltaic | SUN | PV | (U) Under construction, less than or equal to 50 percent complete | 141 | No
2021 | 7 | 62699 | SunEast Dog Corners Solar LLC | IPP | SunEast Dog Corners Solar Project | NY | 62823 | Q584 | 20 | Solar Photovoltaic | SUN | PV | (L) Regulatory approvals pending. Not under construction | 20 | Yes
2021 | 7 | 62757 | SunEast Hills Solar LLC | IPP | SunEast Hills Solar Project | NY | 62895 | Q581 | 20 | Solar Photovoltaic | SUN | PV | (L) Regulatory approvals pending. Not under construction | 20 | Yes
2021 | 7 | 62698 | SunEast Skyline Solar LLC | IPP | SunEast Skyline Solar Project | NY | 62816 | Q670 | 20 | Solar Photovoltaic | SUN | PV | (P) Planned for installation, but regulatory approvals not initiated | 20 | Yes
2021 | 7 | 62756 | SunEast Watkins Road Solar LLC | IPP | SunEast Watkins Road Solar Project | NY | 62896 | Q586 | 20 | Solar Photovoltaic | SUN | PV | (OT) Other | 20 | Yes
2021 | 7 | 62820 | Syncarpha Millbury, LLC | IPP | Syncarpha Millbury Hybrid | MA | 62974 | SYMIS | 5 | Solar Photovoltaic | SUN | PV | (V) Under construction, more than 50 percent complete | 5 | No
2021 | 7 | 62813 | Syncarpha Westminster, LLC | IPP | Syncarpha Westminster Hybrid | MA | 62971 | SYWEB | 2.9 | Batteries | MWH | BA | (U) Under construction, less than or equal to 50 percent complete | 2.9 | No
2021 | 7 | 59056 | Tri Global Energy, LLC | IPP | Canyon Wind Project, LLC | TX | 60271 | WT1 | 360 | Onshore Wind Turbine | WND | WT | (P) Planned for installation, but regulatory approvals not initiated | 360 | Yes
2021 | 8 | 62050 | Castleman Power Development LLC | IPP | SJRR Power LLC | TX | 62548 | SJ-1 | 43 | Natural Gas Fired Combustion Turbine | NG | GT | (P) Planned for installation, but regulatory approvals not initiated | 50 | Yes
2021 | 8 | 62050 | Castleman Power Development LLC | IPP | SJRR Power LLC | TX | 62548 | SJ-2 | 43 | Natural Gas Fired Combustion Turbine | NG | GT | (P) Planned for installation, but regulatory approvals not initiated | 50 | Yes
2021 | 8 | 56769 | Consolidated Edison Development Inc. | IPP | Copper Mountain Solar 5, LLC | NV | 63504 | CM5-1 | 250 | Solar Photovoltaic | SUN | PV | (L) Regulatory approvals pending. Not under construction | 252 | Yes
2021 | 8 | 61060 | Cypress Creek Renewables | IPP | Pine Valley Solar Farm, LLC | NC | 60298 | PV1 | 5 | Solar Photovoltaic | SUN | PV | (P) Planned for installation, but regulatory approvals not initiated | 5 | Yes
2021 | 8 | 61684 | Diablo Energy Storage, LLC | IPP | Diablo Energy Storage | CA | 62175 | DIBLO | 250 | Batteries | MWH | BA | (P) Planned for installation, but regulatory approvals not initiated | 250 | Yes
2021 | 8 | 56545 | Pattern Operators LP | IPP | G.S.E. One LLC | TX | 62505 | 1 | 82.5 | Solar Photovoltaic | SUN | PV | (P) Planned for installation, but regulatory approvals not initiated | 83 | Yes
2021 | 8 | 62820 | Syncarpha Millbury, LLC | IPP | Syncarpha Millbury Hybrid | MA | 62974 | SYMIB | 3.8 | Batteries | MWH | BA | (U) Under construction, less than or equal to 50 percent complete | 3.8 | No
2021 | 8 | 62936 | TREX US Red Holly LLC | IPP | TREX US Red Holly | TX | 63202 | 701-S | 50 | Batteries | MWH | BA | (L) Regulatory approvals pending. Not under construction | 50 | Yes
2021 | 9 | 63253 | Assembly Solar II LLC | IPP | Assembly Solar II LLC | MI | 63538 | AS2 | 110 | Solar Photovoltaic | SUN | PV | (U) Under construction, less than or equal to 50 percent complete | 110 | No
2021 | 9 | 61818 | CC Polymers LLC | Industrial | M&G Resins USA | TX | 60642 | 1 | 11.7 | All Other | WH | OT | (P) Planned for installation, but regulatory approvals not initiated | 14.3 | Yes
2021 | 9 | 61818 | CC Polymers LLC | Industrial | M&G Resins USA | TX | 60642 | 2 | 11.7 | All Other | WH | OT | (P) Planned for installation, but regulatory approvals not initiated | 14.3 | Yes
2021 | 9 | 62050 | Castleman Power Development LLC | IPP | SJRR Power LLC | TX | 62548 | SJ-3 | 43 | Natural Gas Fired Combustion Turbine | NG | GT | (P) Planned for installation, but regulatory approvals not initiated | 50 | Yes
2021 | 9 | 62050 | Castleman Power Development LLC | IPP | SJRR Power LLC | TX | 62548 | SJ-4 | 43 | Natural Gas Fired Combustion Turbine | NG | GT | (P) Planned for installation, but regulatory approvals not initiated | 50 | Yes
2021 | 9 | 63084 | Gulfwinds Generation, LLC | IPP | Jawbone Wind Project | MT | 58175 | JWPI | 80 | Onshore Wind Turbine | WND | WT | (U) Under construction, less than or equal to 50 percent complete | 80 | No
2021 | 9 | 63109 | Hales Mills Solar, LLC | IPP | Hales Mills Solar, LLC | NY | 63339 | 6609 | 3.6 | Solar Photovoltaic | SUN | PV | (T) Regulatory approvals received. Not under construction | 5 | No
2021 | 9 | 19558 | Homer Electric Assn Inc | Electric Utility | Soldotna | AK | 57206 | 3 | 46.5 | Batteries | MWH | BA | (P) Planned for installation, but regulatory approvals not initiated | 93 | Yes
2021 | 9 | 62842 | Lightsource Renewable Energy Asset Management, LLC | IPP | Briar Creek Solar 1 | TX | 63769 | TXBC1 | 127 | Solar Photovoltaic | SUN | PV | (P) Planned for installation, but regulatory approvals not initiated | 127 | Yes
2021 | 9 | 62842 | Lightsource Renewable Energy Asset Management, LLC | IPP | Elk Hill Solar 1 | PA | 63773 | PAEH1 | 20 | Solar Photovoltaic | SUN | PV | (P) Planned for installation, but regulatory approvals not initiated | 20 | Yes
2021 | 9 | 62842 | Lightsource Renewable Energy Asset Management, LLC | IPP | Elm Branch Solar 1 | TX | 63764 | TXEB1 | 134.7 | Solar Photovoltaic | SUN | PV | (P) Planned for installation, but regulatory approvals not initiated | 134.7 | Yes
2021 | 9 | 55983 | Luminant Generation Company LLC | IPP | Emerald Grove | TX | 63233 | UNIT1 | 108 | Solar Photovoltaic | SUN | PV | (L) Regulatory approvals pending. Not under construction | 108 | Yes
2021 | 9 | 59489 | Perennial-Wind Chaser LLC | IPP | Perennial Wind Chaser Station | OR | 59721 | GT1 | 98.7 | Natural Gas Fired Combustion Turbine | NG | GT | (T) Regulatory approvals received. Not under construction | 106 | No
2021 | 9 | 59489 | Perennial-Wind Chaser LLC | IPP | Perennial Wind Chaser Station | OR | 59721 | GT2 | 98.7 | Natural Gas Fired Combustion Turbine | NG | GT | (T) Regulatory approvals received. Not under construction | 106 | No
2021 | 9 | 59489 | Perennial-Wind Chaser LLC | IPP | Perennial Wind Chaser Station | OR | 59721 | GT3 | 98.7 | Natural Gas Fired Combustion Turbine | NG | GT | (T) Regulatory approvals received. Not under construction | 106 | No
2021 | 9 | 59489 | Perennial-Wind Chaser LLC | IPP | Perennial Wind Chaser Station | OR | 59721 | GT4 | 98.7 | Natural Gas Fired Combustion Turbine | NG | GT | (T) Regulatory approvals received. Not under construction | 106 | No
2021 | 9 | 62743 | RoxWind LLC | IPP | RoxWind | ME | 62857 | WIND1 | 15.3 | Onshore Wind Turbine | WND | WT | (U) Under construction, less than or equal to 50 percent complete | 15.3 | No
2021 | 9 | 63101 | SE Aragorn, LLC | IPP | Aragorn Solar Project | TX | 63329 | IPAGN | 180 | Solar Photovoltaic | SUN | PV | (T) Regulatory approvals received. Not under construction | 180 | No
2021 | 9 | 63493 | Sugar Solar, LLC | IPP | Sugar Solar, LLC | NC | 63807 | PGR29 | 60 | Solar Photovoltaic | SUN | PV | (L) Regulatory approvals pending. Not under construction | 60 | Yes
2021 | 9 | 62700 | SunEast Clay Solar LLC | IPP | SunEast Clay Solar Project | NY | 62819 | Q669 | 20 | Solar Photovoltaic | SUN | PV | (P) Planned for installation, but regulatory approvals not initiated | 50 | Yes
2021 | 9 | 63412 | Westmoreland County Solar Project, LLC | IPP | Westmoreland County Solar Project | VA | 63696 | WEST | 19.9 | Solar Photovoltaic | SUN | PV | (P) Planned for installation, but regulatory approvals not initiated | 19.9 | Yes
2021 | 10 | 62794 | AP Solar 2, LLC | IPP | Fighting Jays Solar Project | TX | 62945 | FJSOL | 350 | Solar Photovoltaic | SUN | PV | (L) Regulatory approvals pending. Not under construction | 350 | Yes
2021 | 10 | 62659 | BMP Wind LLC | IPP | BMP Wind (TX) | TX | 62809 | BMP | 293.6 | Onshore Wind Turbine | WND | WT | (L) Regulatory approvals pending. Not under construction | 293.3 | Yes
2021 | 10 | 58391 | Chilocco Wind Farm LLC | IPP | Chilocco Wind Farm | OK | 58406 | 1 | 200 | Onshore Wind Turbine | WND | WT | (U) Under construction, less than or equal to 50 percent complete | 200 | No
2021 | 10 | 62886 | Clover Creek Solar, LLC | IPP | Clover Creek Solar | UT | 63061 | CLVR | 80 | Solar Photovoltaic | SUN | PV | (P) Planned for installation, but regulatory approvals not initiated | 80 | Yes
2021 | 10 | 58970 | Ecoplexus, Inc | IPP | Westminister NC | NC | 63567 | WSMTR | 75 | Solar Photovoltaic | SUN | PV | (T) Regulatory approvals received. Not under construction | 75 | No
2021 | 10 | 60720 | Martinsdale Wind Farm LLC | IPP | Martinsdale Wind Farm | MT | 61108 | MTD | 80 | Onshore Wind Turbine | WND | WT | (P) Planned for installation, but regulatory approvals not initiated | 80 | Yes
2021 | 10 | 62893 | Mililani I Solar LLC | IPP | Mililani South Solar Farm | HI | 57242 | 1 | 5 | Solar Photovoltaic | SUN | PV | (T) Regulatory approvals received. Not under construction | 5 | No
2021 | 10 | 58901 | Sustainable Hydro, Braddock, LLC | IPP | Braddock Lock and Dam | PA | 59091 | GEN1 | 5.3 | Conventional Hydroelectric | WAT | HY | (L) Regulatory approvals pending. Not under construction | 5.3 | Yes
2021 | 10 | 61637 | TUUSSO Energy, LLC | IPP | Camas Solar Project | WA | 62071 | CAMAS | 5 | Solar Photovoltaic | SUN | PV | (T) Regulatory approvals received. Not under construction | 5 | No
2021 | 10 | 61637 | TUUSSO Energy, LLC | IPP | Fumaria Solar Project | WA | 62070 | FUMAR | 5 | Solar Photovoltaic | SUN | PV | (T) Regulatory approvals received. Not under construction | 5 | No
2021 | 10 | 61637 | TUUSSO Energy, LLC | IPP | Penstemon Solar Project | WA | 62069 | PENST | 5 | Solar Photovoltaic | SUN | PV | (T) Regulatory approvals received. Not under construction | 5 | No
2021 | 10 | 61637 | TUUSSO Energy, LLC | IPP | Typha Solar Project | WA | 62068 | TYPHA | 5 | Solar Photovoltaic | SUN | PV | (T) Regulatory approvals received. Not under construction | 5 | No
2021 | 10 | 61637 | TUUSSO Energy, LLC | IPP | Urtica Solar Project | WA | 62067 | URTIC | 5 | Solar Photovoltaic | SUN | PV | (T) Regulatory approvals received. Not under construction | 5 | No
2021 | 10 | 59056 | Tri Global Energy, LLC | IPP | Water Valley Wind Energy | TX | 62846 | WWE1 | 150 | Onshore Wind Turbine | WND | WT | (P) Planned for installation, but regulatory approvals not initiated | 150 | Yes
2021 | 11 | 15399 | Avangrid Renewables LLC | IPP | Montague Solar | OR | 63441 | S1 | 162 | Solar Photovoltaic | SUN | PV | (U) Under construction, less than or equal to 50 percent complete | 162 | No
2021 | 11 | 62734 | Blue Marmot IX LLC | IPP | Blue Marmot IX | OR | 62867 | DVRO | 9.8 | Solar Photovoltaic | SUN | PV | (T) Regulatory approvals received. Not under construction | 10 | No
2021 | 11 | 62735 | Blue Marmot V LLC | IPP | Blue Marmot V | OR | 62866 | DNZE | 9.8 | Solar Photovoltaic | SUN | PV | (T) Regulatory approvals received. Not under construction | 10 | No
2021 | 11 | 62736 | Blue Marmot VI LLC | IPP | Blue Marmot VI | OR | 62865 | DNZW | 9.8 | Solar Photovoltaic | SUN | PV | (T) Regulatory approvals received. Not under construction | 10 | No
2021 | 11 | 62737 | Blue Marmot VII LLC | IPP | Blue Marmot VII | OR | 62864 | RSHEI | 9.8 | Solar Photovoltaic | SUN | PV | (T) Regulatory approvals received. Not under construction | 10 | No
2021 | 11 | 62738 | Blue Marmot VIII LLC | IPP | Blue Marmot VIII | OR | 62863 | PRMLE | 9.8 | Solar Photovoltaic | SUN | PV | (T) Regulatory approvals received. Not under construction | 10 | No
2021 | 11 | 63414 | Cool Springs Solar, LLC | IPP | Cool Springs Solar | GA | 63721 | COOLS | 213 | Solar Photovoltaic | SUN | PV | (T) Regulatory approvals received. Not under construction | 213 | No
2021 | 11 | 63418 | Elora Solar | IPP | Elora Solar | TN | 63719 | ELO | 150 | Solar Photovoltaic | SUN | PV | (T) Regulatory approvals received. Not under construction | 150 | No
2021 | 11 | 6452 | Florida Power & Light Co | Electric Utility | Manatee Solar Energy Center | FL | 60014 | BMS | 409 | Batteries | MWH | BA | (P) Planned for installation, but regulatory approvals not initiated | 409 | Yes
2021 | 11 | 7140 | Georgia Power Co | Electric Utility | Vogtle | GA | 649 | 3 | 1100 | Nuclear | NUC | ST | (U) Under construction, less than or equal to 50 percent complete | 1100 | No
2021 | 11 | 63289 | Key Capture Energy | IPP | NY2 Battery | NY | 63584 | NY2 | 200 | Batteries | MWH | BA | (P) Planned for installation, but regulatory approvals not initiated | 200 | Yes
2021 | 11 | 62842 | Lightsource Renewable Energy Asset Management, LLC | IPP | Bighorn Solar 1 | CO | 63770 | COBH1 | 240 | Solar Photovoltaic | SUN | PV | (P) Planned for installation, but regulatory approvals not initiated | 240 | Yes
2021 | 11 | 60569 | Lincoln Land Wind, LLC | IPP | Lincoln Land Wind | IL | 58925 | SAN1 | 30 | Onshore Wind Turbine | WND | WT | (P) Planned for installation, but regulatory approvals not initiated | 30 | Yes
2021 | 11 | 61762 | Long Ridge Energy Generation LLC | IPP | Hannibal Port Power Project | OH | 61322 | HPPP1 | 485 | Natural Gas Fired Combined Cycle | NG | CC | (P) Planned for installation, but regulatory approvals not initiated | 521.9 | Yes
2021 | 11 | 55983 | Luminant Generation Company LLC | IPP | Alira | TX | 63193 | UNIT1 | 222.8 | Solar Photovoltaic | SUN | PV | (L) Regulatory approvals pending. Not under construction | 222.8 | Yes
2021 | 11 | 58159 | Penn State University | Commercial | West Campus Steam Plant | PA | 58194 | CT2 | 5.2 | Natural Gas Fired Combustion Turbine | NG | GT | (U) Under construction, less than or equal to 50 percent complete | 6.1 | No
2021 | 11 | 61331 | Popular Camp Wind Farm LLC | IPP | Poplar Camp Wind Farm | VA | 61111 | PC1 | 72 | Onshore Wind Turbine | WND | WT | (P) Planned for installation, but regulatory approvals not initiated | 72 | Yes
2021 | 11 | 56215 | RWE Renewables Americas LLC | IPP | Hickory Park Solar | GA | 63522 | HPBAT | 40 | Batteries | MWH | BA | (L) Regulatory approvals pending. Not under construction | 40 | Yes
2021 | 11 | 56215 | RWE Renewables Americas LLC | IPP | Hickory Park Solar | GA | 63522 | HPRK | 195.5 | Solar Photovoltaic | SUN | PV | (L) Regulatory approvals pending. Not under construction | 195.5 | Yes
2021 | 11 | 61516 | Stratford Solar Center, LLC | IPP | Stratford Solar Center, LLC | VA | 61908 | STRAT | 15 | Solar Photovoltaic | SUN | PV | (P) Planned for installation, but regulatory approvals not initiated | 15 | Yes
2021 | 11 | 18454 | Tampa Electric Co | Electric Utility | Big Bend | FL | 645 | GT5 | 360 | Natural Gas Fired Combustion Turbine | NG | GT | (P) Planned for installation, but regulatory approvals not initiated | 392 | Yes
2021 | 11 | 18454 | Tampa Electric Co | Electric Utility | Big Bend | FL | 645 | GT6 | 360 | Natural Gas Fired Combustion Turbine | NG | GT | (P) Planned for installation, but regulatory approvals not initiated | 392 | Yes
2021 | 11 | 18454 | Tampa Electric Co | Electric Utility | Mountain View Solar (FL) | FL | 61664 | GEN1 | 52.5 | Solar Photovoltaic | SUN | PV | (P) Planned for installation, but regulatory approvals not initiated | 52.5 | Yes
2021 | 11 | 60387 | Townsite Solar, LLC | IPP | Townsite Solar Project | NV | 60654 | GEN02 | 90 | Batteries | MWH | BA | (T) Regulatory approvals received. Not under construction | 90 | No
2021 | 12 | 61222 | 174 Power Global Corp. | IPP | Gerdau | TX | 63797 | GER01 | 80 | Solar Photovoltaic | SUN | PV | (P) Planned for installation, but regulatory approvals not initiated | 80 | Yes
2021 | 12 | 61477 | 325MK 8me LLC | IPP | Eagle Shadow Mountain Solar Farm | NV | 61852 | ESMSF | 300 | Solar Photovoltaic | SUN | PV | (P) Planned for installation, but regulatory approvals not initiated | 300 | Yes
2021 | 12 | 59495 | Ameren Missouri | Electric Utility | Green City Renewable Energy Center | MO | 63065 | GBESS | 2.5 | Batteries | MWH | BA | (L) Regulatory approvals pending. Not under construction | 2.5 | Yes
2021 | 12 | 59495 | Ameren Missouri | Electric Utility | Green City Renewable Energy Center | MO | 63065 | GCREC | 10 | Solar Photovoltaic | SUN | PV | (L) Regulatory approvals pending. Not under construction | 10 | Yes
2021 | 12 | 59495 | Ameren Missouri | Electric Utility | Richwoods Renewable Energy Center | MO | 63066 | RBESS | 4 | Batteries | MWH | BA | (L) Regulatory approvals pending. Not under construction | 4 | Yes
2021 | 12 | 59495 | Ameren Missouri | Electric Utility | Richwoods Renewable Energy Center | MO | 63066 | RREC | 10 | Solar Photovoltaic | SUN | PV | (L) Regulatory approvals pending. Not under construction | 10 | Yes
2021 | 12 | 59495 | Ameren Missouri | Electric Utility | Utica Renewable Energy Center | MO | 63067 | UBESS | 2 | Batteries | MWH | BA | (L) Regulatory approvals pending. Not under construction | 2 | Yes
2021 | 12 | 59495 | Ameren Missouri | Electric Utility | Utica Renewable Energy Center | MO | 63067 | UREC | 10 | Solar Photovoltaic | SUN | PV | (L) Regulatory approvals pending. Not under construction | 10 | Yes
2021 | 12 | 59192 | Amity Energy, LLC | IPP | Amity Energy LLC | PA | 59418 | 1 | 6.8 | Natural Gas Internal Combustion Engine | NG | IC | (L) Regulatory approvals pending. Not under construction | 7 | Yes
2021 | 12 | 59192 | Amity Energy, LLC | IPP | Amity Energy LLC | PA | 59418 | 2 | 6.8 | Natural Gas Internal Combustion Engine | NG | IC | (L) Regulatory approvals pending. Not under construction | 7 | Yes
2021 | 12 | 59192 | Amity Energy, LLC | IPP | Amity Energy LLC | PA | 59418 | 3 | 6.8 | Natural Gas Internal Combustion Engine | NG | IC | (L) Regulatory approvals pending. Not under construction | 7 | Yes
2021 | 12 | 60927 | Anchor Energy LLC | IPP | Anchor Energy | PA | 61304 | GEN1 | 4.2 | Natural Gas Internal Combustion Engine | NG | IC | (P) Planned for installation, but regulatory approvals not initiated | 4.4 | Yes
2021 | 12 | 60927 | Anchor Energy LLC | IPP | Anchor Energy | PA | 61304 | GEN2 | 4.2 | Natural Gas Internal Combustion Engine | NG | IC | (P) Planned for installation, but regulatory approvals not initiated | 4.4 | Yes
2021 | 12 | 60927 | Anchor Energy LLC | IPP | Anchor Energy | PA | 61304 | GEN3 | 4.2 | Natural Gas Internal Combustion Engine | NG | IC | (P) Planned for installation, but regulatory approvals not initiated | 4.4 | Yes
2021 | 12 | 60927 | Anchor Energy LLC | IPP | Anchor Energy | PA | 61304 | GEN4 | 4.2 | Natural Gas Internal Combustion Engine | NG | IC | (P) Planned for installation, but regulatory approvals not initiated | 4.4 | Yes
2021 | 12 | 60927 | Anchor Energy LLC | IPP | Anchor Energy | PA | 61304 | GEN5 | 4.2 | Natural Gas Internal Combustion Engine | NG | IC | (P) Planned for installation, but regulatory approvals not initiated | 4.4 | Yes
2021 | 12 | 803 | Arizona Public Service Co | Electric Utility | Cotton Center Solar Hybrid | AZ | 57561 | CC17M | 17 | Batteries | MWH | BA | (P) Planned for installation, but regulatory approvals not initiated | 17 | Yes
2021 | 12 | 803 | Arizona Public Service Co | Electric Utility | Desert Star Hybrid | AZ | 62965 | DS10M | 10 | Batteries | MWH | BA | (P) Planned for installation, but regulatory approvals not initiated | 10 | Yes
2021 | 12 | 803 | Arizona Public Service Co | Electric Utility | El Sol BESS | AZ | 62964 | EL50M | 50 | Batteries | MWH | BA | (P) Planned for installation, but regulatory approvals not initiated | 50 | Yes
2021 | 12 | 803 | Arizona Public Service Co | Electric Utility | Foothills Solar Plant Hybrid | AZ | 57997 | FH38M | 38 | Batteries | MWH | BA | (P) Planned for installation, but regulatory approvals not initiated | 38 | Yes
2021 | 12 | 803 | Arizona Public Service Co | Electric Utility | Gila Bend Hybrid | AZ | 59020 | GB36M | 36 | Batteries | MWH | BA | (P) Planned for installation, but regulatory approvals not initiated | 36 | Yes
2021 | 12 | 803 | Arizona Public Service Co | Electric Utility | Hyder II Hybrid | AZ | 58383 | H214M | 14 | Batteries | MWH | BA | (P) Planned for installation, but regulatory approvals not initiated | 14 | Yes
2021 | 12 | 803 | Arizona Public Service Co | Electric Utility | Hyder Solar Hybrid | AZ | 57563 | H116M | 16 | Batteries | MWH | BA | (P) Planned for installation, but regulatory approvals not initiated | 16 | Yes
2021 | 12 | 803 | Arizona Public Service Co | Electric Utility | Paloma Solar Hybrid | AZ | 57562 | PA17M | 17 | Batteries | MWH | BA | (P) Planned for installation, but regulatory approvals not initiated | 17 | Yes
2021 | 12 | 15399 | Avangrid Renewables LLC | IPP | Bakeoven Solar | OR | 63507 | BOS1 | 60 | Solar Photovoltaic | SUN | PV | (P) Planned for installation, but regulatory approvals not initiated | 60 | Yes
2021 | 12 | 15399 | Avangrid Renewables LLC | IPP | Golden Hill Wind | OR | 63710 | GH1 | 200 | Onshore Wind Turbine | WND | WT | (T) Regulatory approvals received. Not under construction | 200 | No
2021 | 12 | 15399 | Avangrid Renewables LLC | IPP | Lund Hill Solar | WA | 63509 | LHS1 | 150 | Solar Photovoltaic | SUN | PV | (P) Planned for installation, but regulatory approvals not initiated | 150 | Yes
2021 | 12 | 59613 | BayWa r.e. Solar Projects LLC | IPP | Bluebird Solar LLC | KY | 62797 | BBIRD | 80 | Solar Photovoltaic | SUN | PV | (P) Planned for installation, but regulatory approvals not initiated | 80 | Yes
2021 | 12 | 62708 | Black Bear Wind LLC | IPP | Black Bear Wind (MT) | MT | 62808 | BBW | 80 | Onshore Wind Turbine | WND | WT | (P) Planned for installation, but regulatory approvals not initiated | 80 | Yes
2021 | 12 | 62713 | Buenos Aires Windpower LLC | IPP | Buenos Aires Phase 1 | TX | 62803 | BAW1 | 200 | Onshore Wind Turbine | WND | WT | (L) Regulatory approvals pending. Not under construction | 200 | Yes
2021 | 12 | 63221 | CD4 | IPP | CD4 | CA | 63490 | OEC1 | 17 | Geothermal | GEO | BT | (L) Regulatory approvals pending. Not under construction | 25 | Yes
2021 | 12 | 58508 | Carolina Solar Energy LLC | IPP | Cabaniss Solar | NC | 60430 | PV1 | 4.2 | Solar Photovoltaic | SUN | PV | (T) Regulatory approvals received. Not under construction | 4.2 | No
2021 | 12 | 58508 | Carolina Solar Energy LLC | IPP | Sellers Farm Solar | NC | 60439 | PV1 | 5 | Solar Photovoltaic | SUN | PV | (T) Regulatory approvals received. Not under construction | 5 | No
2021 | 12 | 56769 | Consolidated Edison Development Inc. | IPP | Battle Mountain Solar Project | NV | 61098 | BMSP | 101 | Solar Photovoltaic | SUN | PV | (L) Regulatory approvals pending. Not under construction | 101 | Yes
2021 | 12 | 62898 | Dflex Power, LLC | IPP | John Paul Jones | TX | 63095 | JPJDX | 18.7 | Natural Gas Internal Combustion Engine | NG | IC | (P) Planned for installation, but regulatory approvals not initiated | 18.7 | Yes
2021 | 12 | 62911 | Drew Solar LLC | IPP | Drew Solar LLC | CA | 63127 | DS | 100 | Solar Photovoltaic | SUN | PV | (L) Regulatory approvals pending. Not under construction | 100 | Yes
2021 | 12 | 61785 | EDP Renewables North America LLC | IPP | Saddle Mountain East Wind Farm | WA | 62263 | GEN1 | 126 | Onshore Wind Turbine | WND | WT | (P) Planned for installation, but regulatory approvals not initiated | 126 | Yes
2021 | 12 | 58970 | Ecoplexus, Inc | IPP | East Nash PV2 | NC | 63789 | ENSH2 | 26 | Solar Photovoltaic | SUN | PV | (L) Regulatory approvals pending. Not under construction | 26 | Yes
2021 | 12 | 58970 | Ecoplexus, Inc | IPP | Grifton PV2 | NC | 63568 | GRFT2 | 56 | Solar Photovoltaic | SUN | PV | (L) Regulatory approvals pending. Not under construction | 56 | Yes
2021 | 12 | 59380 | Enel Green Power NA, Inc. | IPP | Pomerado Energy Storage, LLC | CA | 61390 | PMRDO | 6 | Batteries | MWH | BA | (P) Planned for installation, but regulatory approvals not initiated | 6 | Yes
2021 | 12 | 60496 | Enerparc Inc. | IPP | Scituate RI Solar, LLC | RI | 61841 | SCITU | 10 | Solar Photovoltaic | SUN | PV | (P) Planned for installation, but regulatory approvals not initiated | 10 | Yes
2021 | 12 | 56615 | First Solar Project Development | IPP | White Wing Solar | AZ | 60572 | GEN01 | 200 | Solar Photovoltaic | SUN | PV | (T) Regulatory approvals received. Not under construction | 200 | No
2021 | 12 | 62130 | Foundation CA Fund X Manager LLC | IPP | Foundation Dole Fresh Vegetables | CA | 62654 | WTG1 | 2.8 | Onshore Wind Turbine | WND | WT | (U) Under construction, less than or equal to 50 percent complete | 2.8 | No
2021 | 12 | 62130 | Foundation CA Fund X Manager LLC | IPP | Foundation Dole Fresh Vegetables | CA | 62654 | WTG2 | 2.8 | Onshore Wind Turbine | WND | WT | (U) Under construction, less than or equal to 50 percent complete | 2.8 | No
2021 | 12 | 61944 | GSRP | IPP | Dry Bridge Solar (Brown University) | RI | 62771 | DBS1 | 10 | Solar Photovoltaic | SUN | PV | (T) Regulatory approvals received. Not under construction | 10 | No
2021 | 12 | 61944 | GSRP | IPP | Dry Bridge Solar (Brown University) | RI | 62771 | DBS2 | 10 | Solar Photovoltaic | SUN | PV | (T) Regulatory approvals received. Not under construction | 10 | No
2021 | 12 | 61944 | GSRP | IPP | Dry Bridge Solar (Brown University) | RI | 62771 | DBS3 | 10 | Solar Photovoltaic | SUN | PV | (T) Regulatory approvals received. Not under construction | 10 | No
2021 | 12 | 61944 | GSRP | IPP | Dry Bridge Solar (Brown University) | RI | 62771 | DBS4 | 10 | Solar Photovoltaic | SUN | PV | (T) Regulatory approvals received. Not under construction | 10 | No
2021 | 12 | 62759 | Geronimo Energy | IPP | Elk Creek Solar | MN | 63250 | ELKCR | 80 | Solar Photovoltaic | SUN | PV | (T) Regulatory approvals received. Not under construction | 80 | No
2021 | 12 | 62759 | Geronimo Energy | IPP | Prairie Wolf Solar LLC | IL | 62893 | PWOLF | 200 | Solar Photovoltaic | SUN | PV | (L) Regulatory approvals pending. Not under construction | 200 | Yes
2021 | 12 | 61166 | Green Power Energy LLC | IPP | Cody Road Wind Farm | NY | 61592 | WT1 | 2.4 | Onshore Wind Turbine | WND | WT | (U) Under construction, less than or equal to 50 percent complete | 2.4 | No
2021 | 12 | 61166 | Green Power Energy LLC | IPP | Cody Road Wind Farm | NY | 61592 | WT3 | 2.4 | Onshore Wind Turbine | WND | WT | (U) Under construction, less than or equal to 50 percent complete | 2.4 | No
2021 | 12 | 61166 | Green Power Energy LLC | IPP | Cody Road Wind Farm | NY | 61592 | WT4 | 2.4 | Onshore Wind Turbine | WND | WT | (U) Under construction, less than or equal to 50 percent complete | 2.4 | No
2021 | 12 | 61166 | Green Power Energy LLC | IPP | Cody Road Wind Farm | NY | 61592 | WT5 | 2.4 | Onshore Wind Turbine | WND | WT | (U) Under construction, less than or equal to 50 percent complete | 2.4 | No
2021 | 12 | 62704 | Grizzly Wind LLC | IPP | Grizzly Wind LLC | MT | 62802 | GW | 80 | Onshore Wind Turbine | WND | WT | (P) Planned for installation, but regulatory approvals not initiated | 80 | Yes
2021 | 12 | 62153 | Hecate Energy Highland LLC | IPP | Hecate Energy Highland LLC | OH | 62670 | HIGHL | 300 | Solar Photovoltaic | SUN | PV | (T) Regulatory approvals received. Not under construction | 300 | No
2021 | 12 | 62765 | High Bridge Wind, LLC | IPP | High Bridge Wind Project | NY | 62894 | WT | 100 | Onshore Wind Turbine | WND | WT | (P) Planned for installation, but regulatory approvals not initiated | 100 | Yes
2021 | 12 | 63497 | Highest Power Solar, LLC | IPP | Highest Power Solar, LLC | NC | 63812 | PGR31 | 48.7 | Solar Photovoltaic | SUN | PV | (L) Regulatory approvals pending. Not under construction | 48.7 | Yes
2021 | 12 | 61853 | Innogy Renewables US LLC | IPP | Baron Winds Farm | NY | 60596 | 1 | 130 | Onshore Wind Turbine | WND | WT | (L) Regulatory approvals pending. Not under construction | 130 | Yes
2021 | 12 | 61853 | Innogy Renewables US LLC | IPP | Buckeye Wind Farm | OH | 58776 | 1 | 99 | Onshore Wind Turbine | WND | WT | (L) Regulatory approvals pending. Not under construction | 99 | Yes
2021 | 12 | 49893 | Invenergy Services LLC | IPP | Alle-Catt Wind Energy LLC | NY | 62954 | GEN1 | 340 | Onshore Wind Turbine | WND | WT | (U) Under construction, less than or equal to 50 percent complete | 340 | No
2021 | 12 | 49893 | Invenergy Services LLC | IPP | Changing Winds | TX | 59243 | CHAN1 | 288 | Onshore Wind Turbine | WND | WT | (P) Planned for installation, but regulatory approvals not initiated | 288 | Yes
2021 | 12 | 49893 | Invenergy Services LLC | IPP | Horseshoe Solar Energy | NY | 63096 | GEN1 | 180 | Solar Photovoltaic | SUN | PV | (U) Under construction, less than or equal to 50 percent complete | 180 | No
2021 | 12 | 49893 | Invenergy Services LLC | IPP | Yum Yum Solar LLC | TN | 63026 | GEN1 | 147 | Solar Photovoltaic | SUN | PV | (U) Under construction, less than or equal to 50 percent complete | 147 | No
2021 | 12 | 62912 | Iris Solar LLC | IPP | Iris Solar LLC | LA | 63128 | ISLLC | 50 | Solar Photovoltaic | SUN | PV | (L) Regulatory approvals pending. Not under construction | 50 | Yes
2021 | 12 | 58378 | Jordan Hydroelectric LTD PTP | IPP | Flannagan Hydroelectric Project | VA | 58827 | LEFT | 0.4 | Conventional Hydroelectric | WAT | HY | (L) Regulatory approvals pending. Not under construction | 0.4 | Yes
2021 | 12 | 58378 | Jordan Hydroelectric LTD PTP | IPP | Flannagan Hydroelectric Project | VA | 58827 | LEFT1 | 0.4 | Conventional Hydroelectric | WAT | HY | (L) Regulatory approvals pending. Not under construction | 0.4 | Yes
2021 | 12 | 58378 | Jordan Hydroelectric LTD PTP | IPP | Flannagan Hydroelectric Project | VA | 58827 | LEFT2 | 0.4 | Conventional Hydroelectric | WAT | HY | (L) Regulatory approvals pending. Not under construction | 0.4 | Yes
2021 | 12 | 58378 | Jordan Hydroelectric LTD PTP | IPP | Flannagan Hydroelectric Project | VA | 58827 | RGHT | 0.4 | Conventional Hydroelectric | WAT | HY | (L) Regulatory approvals pending. Not under construction | 0.4 | Yes
2021 | 12 | 63107 | Lansing Renewables, LLC | IPP | Lansing Renewables, LLC | NY | 63337 | 6004 | 5 | Solar Photovoltaic | SUN | PV | (T) Regulatory approvals received. Not under construction | 5 | No
2021 | 12 | 61421 | LeGore Bridge Solar Center, LLC | IPP | LeGore Bridge Solar Center | MD | 61796 | LGBSC | 20 | Solar Photovoltaic | SUN | PV | (P) Planned for installation, but regulatory approvals not initiated | 20 | Yes
2021 | 12 | 63496 | Lick Creek Solar, LLC | IPP | Lick Creek Solar, LLC | NC | 63811 | PGR27 | 50 | Solar Photovoltaic | SUN | PV | (L) Regulatory approvals pending. Not under construction | 50 | Yes
2021 | 12 | 62664 | Lock 14 Hydro Partners, LLC | IPP | Heidelberg Hydroelectric Project | KY | 62749 | 1 | 0.5 | Conventional Hydroelectric | WAT | HY | (T) Regulatory approvals received. Not under construction | 0.5 | No
2021 | 12 | 62664 | Lock 14 Hydro Partners, LLC | IPP | Heidelberg Hydroelectric Project | KY | 62749 | 2 | 0.5 | Conventional Hydroelectric | WAT | HY | (T) Regulatory approvals received. Not under construction | 0.5 | No
2021 | 12 | 62664 | Lock 14 Hydro Partners, LLC | IPP | Heidelberg Hydroelectric Project | KY | 62749 | 3 | 0.5 | Conventional Hydroelectric | WAT | HY | (T) Regulatory approvals received. Not under construction | 0.5 | No
2021 | 12 | 62664 | Lock 14 Hydro Partners, LLC | IPP | Heidelberg Hydroelectric Project | KY | 62749 | 4 | 0.5 | Conventional Hydroelectric | WAT | HY | (T) Regulatory approvals received. Not under construction | 0.5 | No
2021 | 12 | 62664 | Lock 14 Hydro Partners, LLC | IPP | Heidelberg Hydroelectric Project | KY | 62749 | 5 | 0.5 | Conventional Hydroelectric | WAT | HY | (T) Regulatory approvals received. Not under construction | 0.5 | No
2021 | 12 | 58783 | Marseilles Land and Water Company | IPP | Marseilles Lock and Dam Hydro | IL | 58903 | UNIT1 | 2.6 | Conventional Hydroelectric | WAT | HY | (U) Under construction, less than or equal to 50 percent complete | 2.6 | No
2021 | 12 | 58783 | Marseilles Land and Water Company | IPP | Marseilles Lock and Dam Hydro | IL | 58903 | UNIT2 | 2.6 | Conventional Hydroelectric | WAT | HY | (U) Under construction, less than or equal to 50 percent complete | 2.6 | No
2021 | 12 | 58783 | Marseilles Land and Water Company | IPP | Marseilles Lock and Dam Hydro | IL | 58903 | UNIT3 | 2.6 | Conventional Hydroelectric | WAT | HY | (U) Under construction, less than or equal to 50 percent complete | 2.6 | No
2021 | 12 | 58783 | Marseilles Land and Water Company | IPP | Marseilles Lock and Dam Hydro | IL | 58903 | UNIT4 | 2.6 | Conventional Hydroelectric | WAT | HY | (U) Under construction, less than or equal to 50 percent complete | 2.6 | No
2021 | 12 | 63231 | Maverick Wind Project, LLC | IPP | Maverick Wind Project, LLC | OK | 63494 | GEN1 | 288 | Onshore Wind Turbine | WND | WT | (U) Under construction, less than or equal to 50 percent complete | 288 | No
2021 | 12 | 62675 | Meherrin Solar LLC | IPP | Meherrin Solar | VA | 62758 | MEHER | 59.6 | Solar Photovoltaic | SUN | PV | (L) Regulatory approvals pending. Not under construction | 59.6 | Yes
2021 | 12 | 61459 | Minco Wind V, LLC | IPP | Minco Wind V, LLC | OK | 61837 | MV | 220 | Onshore Wind Turbine | WND | WT | (P) Planned for installation, but regulatory approvals not initiated | 220 | Yes
2021 | 12 | 60221 | North Slope LLC | IPP | North Slope, LLC | NY | 60420 | NSPV | 200 | Onshore Wind Turbine | WND | WT | (L) Regulatory approvals pending. Not under construction | 200 | Yes
2021 | 12 | 63216 | North Valley | IPP | North Valley | NV | 63491 | OEC1 | 25 | Geothermal | GEO | BT | (L) Regulatory approvals pending. Not under construction | 37 | Yes
2021 | 12 | 63110 | Owlville Creek Solar 2, LLC | IPP | Owlville Creek Solar 2, LLC | NY | 63340 | 6609 | 5 | Solar Photovoltaic | SUN | PV | (T) Regulatory approvals received. Not under construction | 5 | No
2021 | 12 | 63111 | Owlville Creek Solar, LLC | IPP | Owlville Creek Solar, LLC | NY | 63341 | 6608 | 5 | Solar Photovoltaic | SUN | PV | (T) Regulatory approvals received. Not under construction | 5 | No
2021 | 12 | 14328 | Pacific Gas & Electric Co. | Electric Utility | Llagas Energy Storage | CA | 63529 | LLAGS | 20 | Batteries | MWH | BA | (L) Regulatory approvals pending. Not under construction | 20 | Yes
2021 | 12 | 56545 | Pattern Operators LP | IPP | Old Jackson Solar LLC | TX | 62501 | 1 | 127.5 | Solar Photovoltaic | SUN | PV | (P) Planned for installation, but regulatory approvals not initiated | 128 | Yes
2021 | 12 | 56545 | Pattern Operators LP | IPP | Solemio LLC | TX | 62522 | 1 | 79.8 | Solar Photovoltaic | SUN | PV | (P) Planned for installation, but regulatory approvals not initiated | 80 | Yes
2021 | 12 | 62689 | Piney Creek, LLC | IPP | Piney Creek Solar | VA | 62768 | PCSOL | 80 | Solar Photovoltaic | SUN | PV | (P) Planned for installation, but regulatory approvals not initiated | 80 | Yes
2021 | 12 | 61301 | Plum Creek Wind Farm LLC | IPP | Plum Creek | MN | 61687 | PLMCK | 400 | Onshore Wind Turbine | WND | WT | (P) Planned for installation, but regulatory approvals not initiated | 400 | Yes
2021 | 12 | 56215 | RWE Renewables Americas LLC | IPP | Blackjack Creek Wind Farm | TX | 62783 | BLKJK | 239.6 | Onshore Wind Turbine | WND | WT | (L) Regulatory approvals pending. Not under construction | 239.6 | Yes
2021 | 12 | 61784 | Rolling Upland Wind Farm LLC | IPP | Rolling Upland Wind Farm LLC | NY | 62262 | GEN1 | 60 | Onshore Wind Turbine | WND | WT | (P) Planned for installation, but regulatory approvals not initiated | 60 | Yes
2021 | 12 | 62896 | Rooney Ranch, LLC | IPP | Rooney Ranch | CA | 63088 | ROONR | 21 | Onshore Wind Turbine | WND | WT | (P) Planned for installation, but regulatory approvals not initiated | 21 | Yes
2021 | 12 | 62983 | SE Athos I, LLC | IPP | Athos Solar Project | CA | 63300 | IPAT1 | 250 | Solar Photovoltaic | SUN | PV | (T) Regulatory approvals received. Not under construction | 250 | No
2021 | 12 | 61900 | SR Arlington, LLC | IPP | SR Arlington I | GA | 62436 | ARLI | 20 | Solar Photovoltaic | SUN | PV | (T) Regulatory approvals received. Not under construction | 20 | No
2021 | 12 | 62907 | Sand Hill A, LLC | IPP | Sand Hill A | CA | 63126 | SNDHA | 13.5 | Onshore Wind Turbine | WND | WT | (P) Planned for installation, but regulatory approvals not initiated | 13.5 | Yes
2021 | 12 | 62908 | Sand Hill B, LLC | IPP | Sand Hill B | CA | 63652 | SNDHB | 17 | Onshore Wind Turbine | WND | WT | (P) Planned for installation, but regulatory approvals not initiated | 17 | Yes
2021 | 12 | 62909 | Sand Hill C, LLC | IPP | Sand Hill C | CA | 63653 | SNDHC | 80 | Onshore Wind Turbine | WND | WT | (P) Planned for installation, but regulatory approvals not initiated | 80 | Yes
2021 | 12 | 62109 | Searcy Solar, LLC | IPP | Searcy Solar Hybrid | AR | 62617 | SEABT | 10 | Batteries | MWH | BA | (P) Planned for installation, but regulatory approvals not initiated | 10 | Yes
2021 | 12 | 62109 | Searcy Solar, LLC | IPP | Searcy Solar Hybrid | AR | 62617 | SEARC | 100 | Solar Photovoltaic | SUN | PV | (P) Planned for installation, but regulatory approvals not initiated | 100 | Yes
2021 | 12 | 62152 | Skipjack Solar Center, LLC | IPP | Skipjack Solar Center | VA | 62675 | SKIPJ | 175 | Solar Photovoltaic | SUN | PV | (P) Planned for installation, but regulatory approvals not initiated | 175 | Yes
2021 | 12 | 60523 | Springfield Project Development LLC | IPP | Homestead Wind LLC | IL | 60871 | HOMES | 50 | Onshore Wind Turbine | WND | WT | (P) Planned for installation, but regulatory approvals not initiated | 50 | Yes
2021 | 12 | 62744 | St. James Solar, LLC | IPP | St. James Solar (LA) | LA | 62854 | SJS | 20 | Solar Photovoltaic | SUN | PV | (L) Regulatory approvals pending. Not under construction | 20 | Yes
2021 | 12 | 63140 | Three Rivers Solar Power, LLC | IPP | Three Rivers Solar Power, LLC | ME | 63386 | 3RIVS | 100 | Solar Photovoltaic | SUN | PV | (U) Under construction, less than or equal to 50 percent complete | 100 | No
2021 | 12 | 60387 | Townsite Solar, LLC | IPP | Townsite Solar Project | NV | 60654 | GEN01 | 160 | Solar Photovoltaic | SUN | PV | (T) Regulatory approvals received. Not under construction | 180 | No
2021 | 12 | 60694 | Washburn Wind Energy LLC | IPP | Washburn Wind Farm | IA | 61071 | WASH | 70 | Onshore Wind Turbine | WND | WT | (U) Under construction, less than or equal to 50 percent complete | 70 | No
2021 | 12 | 60847 | West Fork Wind, LLC | IPP | West Fork Wind | IN | 61214 | WT1 | 150 | Onshore Wind Turbine | WND | WT | (L) Regulatory approvals pending. Not under construction | 150 | Yes
2021 | 12 | 63492 | West River Solar, LLC | IPP | West River Solar, LLC | NC | 63806 | PGR28 | 40 | Solar Photovoltaic | SUN | PV | (L) Regulatory approvals pending. Not under construction | 40 | Yes
2021 | 12 | 62668 | Wheatridge Wind Energy, LLC | IPP | Wheatridge Hybrid | OR | 62745 | BTRY | 30 | Batteries | MWH | BA | (L) Regulatory approvals pending. Not under construction | 30 | Yes
2021 | 12 | 62668 | Wheatridge Wind Energy, LLC | IPP | Wheatridge Hybrid | OR | 62745 | SOLAR | 50 | Solar Photovoltaic | SUN | PV | (L) Regulatory approvals pending. Not under construction | 50 | Yes
2021 | 12 | 58761 | White Camp Solar LLC | IPP | White Camp Solar | TX | 58888 | WCAMP | 100 | Solar Photovoltaic | SUN | PV | (P) Planned for installation, but regulatory approvals not initiated | 100 | Yes
2021 | 12 | 60519 | Williams Solar, LLC | IPP | Williams Solar, LLC | TX | 60859 | PV1 | 20 | Solar Photovoltaic | SUN | PV | (P) Planned for installation, but regulatory approvals not initiated | 20 | Yes
2021 | 12 | 60932 | Wrighter Energy LLC | IPP | Wrighter Energy | PA | 61302 | GEN1 | 4.2 | Natural Gas Internal Combustion Engine | NG | IC | (P) Planned for installation, but regulatory approvals not initiated | 4.4 | Yes
2021 | 12 | 60932 | Wrighter Energy LLC | IPP | Wrighter Energy | PA | 61302 | GEN2 | 4.2 | Natural Gas Internal Combustion Engine | NG | IC | (P) Planned for installation, but regulatory approvals not initiated | 4.4 | Yes
2021 | 12 | 60932 | Wrighter Energy LLC | IPP | Wrighter Energy | PA | 61302 | GEN3 | 4.2 | Natural Gas Internal Combustion Engine | NG | IC | (P) Planned for installation, but regulatory approvals not initiated | 4.4 | Yes
2021 | 12 | 60932 | Wrighter Energy LLC | IPP | Wrighter Energy | PA | 61302 | GEN4 | 4.2 | Natural Gas Internal Combustion Engine | NG | IC | (P) Planned for installation, but regulatory approvals not initiated | 4.4 | Yes
2021 | 12 | 60932 | Wrighter Energy LLC | IPP | Wrighter Energy | PA | 61302 | GEN5 | 4.2 | Natural Gas Internal Combustion Engine | NG | IC | (P) Planned for installation, but regulatory approvals not initiated | 4.4 | Yes
2022 | 1 | 14605 | City of Peabody - (MA) | Electric Utility | Waters River | MA | 1678 | 3 | 55 | Natural Gas Fired Combustion Turbine | NG | GT | (P) Planned for installation, but regulatory approvals not initiated | 60 | Yes
2022 | 1 | 61060 | Cypress Creek Renewables | IPP | Thigpen Farms Solar, LLC | NC | 60850 | PV1 | 5 | Solar Photovoltaic | SUN | PV | (OT) Other | 5 | Yes
2022 | 1 | 58765 | FGE Texas I LLC | IPP | FGE Texas I | TX | 58931 | CA1 | 249.9 | Natural Gas Fired Combined Cycle | NG | CA | (T) Regulatory approvals received. Not under construction | 265.2 | No
2022 | 1 | 58765 | FGE Texas I LLC | IPP | FGE Texas I | TX | 58931 | GT1 | 226.7 | Natural Gas Fired Combined Cycle | NG | CT | (T) Regulatory approvals received. Not under construction | 238.9 | No
2022 | 1 | 58765 | FGE Texas I LLC | IPP | FGE Texas I | TX | 58931 | GT2 | 226.7 | Natural Gas Fired Combined Cycle | NG | CT | (T) Regulatory approvals received. Not under construction | 238.9 | No
2022 | 1 | 60971 | NYC ENERGY LLC | IPP | NISA Electric Generation Project | NY | 61331 | GEN1 | 59.7 | Natural Gas Fired Combined Cycle | NG | CT | (T) Regulatory approvals received. Not under construction | 70.5 | No
2022 | 1 | 60971 | NYC ENERGY LLC | IPP | NISA Electric Generation Project | NY | 61331 | STG1 | 20.2 | Natural Gas Fired Combined Cycle | NG | CA | (T) Regulatory approvals received. Not under construction | 22 | No
2022 | 1 | 60473 | Renovo Energy Center | IPP | Renovo Energy Center | PA | 60786 | RECNY | 480 | Natural Gas Fired Combined Cycle | NG | CS | (L) Regulatory approvals pending. Not under construction | 513 | Yes
2022 | 1 | 60473 | Renovo Energy Center | IPP | Renovo Energy Center | PA | 60786 | RECPJ | 480 | Natural Gas Fired Combined Cycle | NG | CS | (L) Regulatory approvals pending. Not under construction | 513 | Yes
2022 | 2 | 55983 | Luminant Generation Company LLC | IPP | Jayhawk | TX | 59806 | SOLAR | 101 | Solar Photovoltaic | SUN | PV | (L) Regulatory approvals pending. Not under construction | 101 | Yes
2022 | 2 | 60836 | NTE Connecticut, LLC | IPP | Killingly Energy Center | CT | 61239 | KEC | 374.3 | Natural Gas Fired Combined Cycle | NG | CT | (L) Regulatory approvals pending. Not under construction | 501 | Yes
2022 | 2 | 60836 | NTE Connecticut, LLC | IPP | Killingly Energy Center | CT | 61239 | KEC2 | 257.6 | Natural Gas Fired Combined Cycle | NG | CA | (L) Regulatory approvals pending. Not under construction | 312.8 | Yes
2022 | 2 | 6775 | Village of Freeport - (NY) | Electric Utility | Plant No 1 Freeport | NY | 2678 | ENG13 | 3 | Landfill Gas | LFG | IC | (L) Regulatory approvals pending. Not under construction | 3 | Yes
2022 | 3 | 62050 | Castleman Power Development LLC | IPP | Palestine Power Peaking Facility | TX | 62684 | PP-1 | 50 | Natural Gas Fired Combustion Turbine | NG | GT | (P) Planned for installation, but regulatory approvals not initiated | 50 | Yes
2022 | 3 | 62050 | Castleman Power Development LLC | IPP | Palestine Power Peaking Facility | TX | 62684 | PP-2 | 50 | Natural Gas Fired Combustion Turbine | NG | GT | (P) Planned for installation, but regulatory approvals not initiated | 50 | Yes
2022 | 3 | 62050 | Castleman Power Development LLC | IPP | Palestine Power Peaking Facility | TX | 62684 | PP-3 | 50 | Natural Gas Fired Combustion Turbine | NG | GT | (P) Planned for installation, but regulatory approvals not initiated | 50 | Yes
2022 | 3 | 62050 | Castleman Power Development LLC | IPP | Palestine Power Peaking Facility | TX | 62684 | PP-4 | 50 | Natural Gas Fired Combustion Turbine | NG | GT | (P) Planned for installation, but regulatory approvals not initiated | 50 | Yes
2022 | 3 | 62050 | Castleman Power Development LLC | IPP | Sealy Power Peaking Facility | TX | 62685 | SP-1 | 50 | Natural Gas Fired Combustion Turbine | NG | GT | (P) Planned for installation, but regulatory approvals not initiated | 50 | Yes
2022 | 3 | 62050 | Castleman Power Development LLC | IPP | Sealy Power Peaking Facility | TX | 62685 | SP-2 | 50 | Natural Gas Fired Combustion Turbine | NG | GT | (P) Planned for installation, but regulatory approvals not initiated | 50 | Yes
2022 | 3 | 62050 | Castleman Power Development LLC | IPP | Sealy Power Peaking Facility | TX | 62685 | SP-3 | 50 | Natural Gas Fired Combustion Turbine | NG | GT | (P) Planned for installation, but regulatory approvals not initiated | 50 | Yes
2022 | 3 | 62050 | Castleman Power Development LLC | IPP | Sealy Power Peaking Facility | TX | 62685 | SP-4 | 50 | Natural Gas Fired Combustion Turbine | NG | GT | (P) Planned for installation, but regulatory approvals not initiated | 50 | Yes
2022 | 3 | 60718 | Energy Resources USA, Inc. | IPP | Tom Bevill Lock and Dam Hydroelectric | AL | 61749 | GEN1 | 4 | Conventional Hydroelectric | WAT | HY | (P) Planned for installation, but regulatory approvals not initiated | 4 | Yes
2022 | 3 | 60718 | Energy Resources USA, Inc. | IPP | Tom Bevill Lock and Dam Hydroelectric | AL | 61749 | GEN2 | 4 | Conventional Hydroelectric | WAT | HY | (P) Planned for installation, but regulatory approvals not initiated | 4 | Yes
2022 | 3 | 60718 | Energy Resources USA, Inc. | IPP | Tom Bevill Lock and Dam Hydroelectric | AL | 61749 | GEN3 | 4 | Conventional Hydroelectric | WAT | HY | (P) Planned for installation, but regulatory approvals not initiated | 4 | Yes
2022 | 3 | 61395 | Indeck Niles, LLC | IPP | Indeck Niles Energy Center | MI | 55460 | CT1 | 370.6 | Natural Gas Fired Combined Cycle | NG | CT | (U) Under construction, less than or equal to 50 percent complete | 370.6 | No
2022 | 3 | 61395 | Indeck Niles, LLC | IPP | Indeck Niles Energy Center | MI | 55460 | CT2 | 370.6 | Natural Gas Fired Combined Cycle | NG | CT | (U) Under construction, less than or equal to 50 percent complete | 370.6 | No
2022 | 3 | 61395 | Indeck Niles, LLC | IPP | Indeck Niles Energy Center | MI | 55460 | ST1 | 368.1 | Natural Gas Fired Combined Cycle | NG | CA | (U) Under construction, less than or equal to 50 percent complete | 368.1 | No
2022 | 3 | 59137 | Palmer Renewable Energy | IPP | Palmer Renewable Energy | MA | 59336 | PRE | 42 | Wood/Wood Waste Biomass | WDS | ST | (T) Regulatory approvals received. Not under construction | 42 | No
2022 | 4 | 60167 | Concord Blue Eagar, LLC | IPP | Concord Blue Eagar, LLC | AZ | 60374 | CB001 | 0.6 | Other Waste Biomass | OBG | IC | (L) Regulatory approvals pending. Not under construction | 0.6 | Yes
2022 | 4 | 60167 | Concord Blue Eagar, LLC | IPP | Concord Blue Eagar, LLC | AZ | 60374 | CB002 | 0.6 | Other Waste Biomass | OBG | IC | (L) Regulatory approvals pending. Not under construction | 0.6 | Yes
2022 | 4 | 5109 | DTE Electric Company | Electric Utility | Blue Water Energy Center | MI | 62192 | 11 | 359 | Natural Gas Fired Combined Cycle | NG | CT | (U) Under construction, less than or equal to 50 percent complete | 394.4 | No
2022 | 4 | 5109 | DTE Electric Company | Electric Utility | Blue Water Energy Center | MI | 62192 | 12 | 359 | Natural Gas Fired Combined Cycle | NG | CT | (U) Under construction, less than or equal to 50 percent complete | 394.4 | No
2022 | 4 | 5109 | DTE Electric Company | Electric Utility | Blue Water Energy Center | MI | 62192 | 1S | 428 | Natural Gas Fired Combined Cycle | NG | CA | (U) Under construction, less than or equal to 50 percent complete | 478.6 | No
2022 | 4 | 62787 | Jackson Generation, LLC | IPP | Jackson Generation, LLC | IL | 62926 | 01 | 600 | Natural Gas Fired Combined Cycle | NG | CS | (T) Regulatory approvals received. Not under construction | 600 | No
2022 | 4 | 62787 | Jackson Generation, LLC | IPP | Jackson Generation, LLC | IL | 62926 | 02 | 600 | Natural Gas Fired Combined Cycle | NG | CS | (T) Regulatory approvals received. Not under construction | 600 | No
2022 | 4 | 63426 | RE Bravepost LLC | IPP | RE Bravepost LLC | TX | 63730 | BVPST | 200 | Solar Photovoltaic | SUN | PV | (L) Regulatory approvals pending. Not under construction | 200 | Yes
2022 | 4 | 62983 | SE Athos I, LLC | IPP | Athos Solar Project | CA | 63300 | IPAT2 | 200 | Solar Photovoltaic | SUN | PV | (T) Regulatory approvals received. Not under construction | 200 | No
2022 | 4 | 58846 | Southeast Renewable Fuels, LLC | Industrial | SRF Pulp Processing Facility | FL | 58997 | G1001 | 12 | Wood/Wood Waste Biomass | WDS | ST | (U) Under construction, less than or equal to 50 percent complete | 20 | No
2022 | 4 | 62935 | TREX US Green Holly LLC | IPP | TREX US Green Holly | TX | 63201 | 705 | 400 | Solar Photovoltaic | SUN | PV | (L) Regulatory approvals pending. Not under construction | 400 | Yes
2022 | 4 | 62935 | TREX US Green Holly LLC | IPP | TREX US Green Holly | TX | 63201 | 705-S | 5 | Batteries | MWH | BA | (L) Regulatory approvals pending. Not under construction | 5 | Yes
2022 | 5 | 15399 | Avangrid Renewables LLC | IPP | Camino Solar | CA | 63508 | CS1 | 44 | Solar Photovoltaic | SUN | PV | (P) Planned for installation, but regulatory approvals not initiated | 44 | Yes
2022 | 5 | 15399 | Avangrid Renewables LLC | IPP | Camino Solar | CA | 63508 | CS2 | 11 | Batteries | MWH | BA | (P) Planned for installation, but regulatory approvals not initiated | 11 | Yes
2022 | 6 | 61541 | 1634 Solar, LLC | IPP | 1634 Solar | SC | 61935 | 3 | 2 | Solar Photovoltaic | SUN | PV | (T) Regulatory approvals received. Not under construction | 2 | No
2022 | 6 | 61222 | 174 Power Global Corp. | IPP | Kupehau | HI | 63799 | KUP01 | 60 | Solar Photovoltaic | SUN | PV | (P) Planned for installation, but regulatory approvals not initiated | 60 | Yes
2022 | 6 | 61222 | 174 Power Global Corp. | IPP | Kupehau | HI | 63799 | KUPB1 | 60 | Batteries | MWH | BA | (P) Planned for installation, but regulatory approvals not initiated | 60 | Yes
2022 | 6 | 62921 | Arroyo Solar LLC | IPP | Arroyo Solar Energy Storage Hybrid | NM | 63172 | ARESS | 40 | Batteries | MWH | BA | (P) Planned for installation, but regulatory approvals not initiated | 40 | Yes
2022 | 6 | 62921 | Arroyo Solar LLC | IPP | Arroyo Solar Energy Storage Hybrid | NM | 63172 | ARSOL | 300 | Solar Photovoltaic | SUN | PV | (P) Planned for installation, but regulatory approvals not initiated | 300 | Yes
2022 | 6 | 61711 | Ashley Solar (SC) | IPP | Ashley Solar (SC) | SC | 62179 | 21 | 2 | Solar Photovoltaic | SUN | PV | (T) Regulatory approvals received. Not under construction | 2 | No
2022 | 6 | 61712 | Atlantic Solar | IPP | Atlantic Solar | SC | 62180 | 22 | 1 | Solar Photovoltaic | SUN | PV | (T) Regulatory approvals received. Not under construction | 1 | No
2022 | 6 | 61713 | B & K Solar | IPP | B & K Solar | SC | 62181 | 23 | 63 | Solar Photovoltaic | SUN | PV | (T) Regulatory approvals received. Not under construction | 63 | No
2022 | 6 | 61544 | Bani Solar, LLC | IPP | Bani Solar | SC | 61938 | 4 | 2 | Solar Photovoltaic | SUN | PV | (T) Regulatory approvals received. Not under construction | 2 | No
2022 | 6 | 61714 | Battle Solar | IPP | Battle Solar | SC | 62182 | 24 | 2 | Solar Photovoltaic | SUN | PV | (T) Regulatory approvals received. Not under construction | 2 | No
2022 | 6 | 61715 | Bell Solar | IPP | Bell Solar | SC | 62183 | 25 | 6.1 | Solar Photovoltaic | SUN | PV | (T) Regulatory approvals received. Not under construction | 6.1 | No
2022 | 6 | 61716 | Big Fork Solar | IPP | Big Fork Solar | SC | 62184 | 26 | 74.9 | Solar Photovoltaic | SUN | PV | (T) Regulatory approvals received. Not under construction | 74.9 | No
2022 | 6 | 61717 | Birch Solar | IPP | Birch Solar | SC | 62185 | 27 | 2 | Solar Photovoltaic | SUN | PV | (T) Regulatory approvals received. Not under construction | 2 | No
2022 | 6 | 61519 | Blackville Solar Farm, LLC | IPP | Blackville Solar Farm, LLC | SC | 61918 | 1 | 7.2 | Solar Photovoltaic | SUN | PV | (U) Under construction, less than or equal to 50 percent complete | 7.2 | No
2022 | 6 | 62920 | Cabin Point Solar Center LLC | IPP | Cabin Point Solar Center | VA | 63134 | CBNPT | 75 | Solar Photovoltaic | SUN | PV | (P) Planned for installation, but regulatory approvals not initiated | 75 | Yes
2022 | 6 | 60395 | California Ethanol Power, LLC | Industrial | CE&P Imperial Valley 1 | CA | 60670 | 1 | 50 | All Other | OTH | CC | (T) Regulatory approvals received. Not under construction | 50 | No
2022 | 6 | 61718 | Chapman Solar | IPP | Chapman Solar | SC | 62186 | 28 | 2 | Solar Photovoltaic | SUN | PV | (T) Regulatory approvals received. Not under construction | 2 | No
2022 | 6 | 61719 | Clark Solar | IPP | Clark Solar | SC | 62187 | 29 | 2 | Solar Photovoltaic | SUN | PV | (T) Regulatory approvals received. Not under construction | 2 | No
2022 | 6 | 61720 | Colleton Solar | IPP | Colleton Solar | SC | 62188 | 30 | 75 | Solar Photovoltaic | SUN | PV | (T) Regulatory approvals received. Not under construction | 75 | No
2022 | 6 | 61721 | Collins Farm Solar | IPP | Collins Farm Solar | SC | 62189 | 31 | 5.4 | Solar Photovoltaic | SUN | PV | (T) Regulatory approvals received. Not under construction | 5.4 | No
2022 | 6 | 61722 | Crossroads Solar | IPP | Crossroads Solar | SC | 62190 | 32 | 67.7 | Solar Photovoltaic | SUN | PV | (T) Regulatory approvals received. Not under construction | 67.7 | No
2022 | 6 | 61729 | Culpepper Solar | IPP | Culpepper Solar | SC | 62221 | 33 | 69.5 | Solar Photovoltaic | SUN | PV | (T) Regulatory approvals received. Not under construction | 69.5 | No
2022 | 6 | 61730 | Dadswell Solar | IPP | Dadswell Solar | SC | 62222 | 34 | 1 | Solar Photovoltaic | SUN | PV | (T) Regulatory approvals received. Not under construction | 1 | No
2022 | 6 | 61731 | Denmark Solar | IPP | Denmark Solar | SC | 62211 | 35 | 6 | Solar Photovoltaic | SUN | PV | (T) Regulatory approvals received. Not under construction | 6 | No
2022 | 6 | 61732 | Fairfield Solar | IPP | Fairfield Solar | SC | 62212 | 36 | 10 | Solar Photovoltaic | SUN | PV | (T) Regulatory approvals received. Not under construction | 10 | No
2022 | 6 | 61733 | Fishwater Solar | IPP | Fishwater Solar | SC | 62213 | 37 | 2 | Solar Photovoltaic | SUN | PV | (T) Regulatory approvals received. Not under construction | 2 | No
2022 | 6 | 6452 | Florida Power & Light Co | Electric Utility | Lauderdale | FL | 613 | 7GT1 | 385.6 | Natural Gas Fired Combined Cycle | NG | CT | (T) Regulatory approvals received. Not under construction | 385.6 | No
2022 | 6 | 6452 | Florida Power & Light Co | Electric Utility | Lauderdale | FL | 613 | 7GT2 | 385.6 | Natural Gas Fired Combined Cycle | NG | CT | (T) Regulatory approvals received. Not under construction | 385.6 | No
2022 | 6 | 6452 | Florida Power & Light Co | Electric Utility | Lauderdale | FL | 613 | ST7 | 391.8 | Natural Gas Fired Combined Cycle | NG | CA | (T) Regulatory approvals received. Not under construction | 391.8 | No
2022 | 6 | 61735 | Foreman Solar | IPP | Foreman Solar | SC | 62215 | 39 | 6.4 | Solar Photovoltaic | SUN | PV | (T) Regulatory approvals received. Not under construction | 6.4 | No
2022 | 6 | 61737 | GEB Solar | IPP | GEB Solar | SC | 62217 | 40 | 60 | Solar Photovoltaic | SUN | PV | (T) Regulatory approvals received. Not under construction | 60 | No
2022 | 6 | 61738 | Gedosch Solar II | IPP | Gedosch Solar II | SC | 62218 | 42 | 2 | Solar Photovoltaic | SUN | PV | (T) Regulatory approvals received. Not under construction | 2 | No
2022 | 6 | 63437 | Helena Wind, LLC | IPP | Helena Wind | TX | 63738 | HEL | 175 | Onshore Wind Turbine | WND | WT | (L) Regulatory approvals pending. Not under construction | 175 | Yes
2022 | 6 | 61746 | Holliday Solar I | IPP | Holliday Solar I | SC | 62229 | 43 | 75 | Solar Photovoltaic | SUN | PV | (T) Regulatory approvals received. Not under construction | 75 | No
2022 | 6 | 61749 | Jackson Solar | IPP | Jackson Solar | SC | 62232 | 46 | 14 | Solar Photovoltaic | SUN | PV | (T) Regulatory approvals received. Not under construction | 14 | No
2022 | 6 | 61750 | Jefferson Solar | IPP | Jefferson Solar | SC | 62233 | 47 | 8.2 | Solar Photovoltaic | SUN | PV | (T) Regulatory approvals received. Not under construction | 8.2 | No
2022 | 6 | 61751 | Juniper Solar | IPP | Juniper Solar | SC | 62234 | 48 | 65.5 | Solar Photovoltaic | SUN | PV | (T) Regulatory approvals received. Not under construction | 65.5 | No
2022 | 6 | 61752 | Lone Star Solar | IPP | Lone Star Solar | SC | 62235 | 49 | 66 | Solar Photovoltaic | SUN | PV | (T) Regulatory approvals received. Not under construction | 66 | No
2022 | 6 | 61753 | Luz Solar | IPP | Luz Solar | SC | 62236 | 50 | 2 | Solar Photovoltaic | SUN | PV | (T) Regulatory approvals received. Not under construction | 2 | No
2022 | 6 | 61755 | Marshall Solar | IPP | Marshall Solar | SC | 62238 | 52 | 2 | Solar Photovoltaic | SUN | PV | (T) Regulatory approvals received. Not under construction | 2 | No
2022 | 6 | 61796 | Martin Central Solar | IPP | Martin Central Solar | SC | 62285 | 53 | 2 | Solar Photovoltaic | SUN | PV | (T) Regulatory approvals received. Not under construction | 2 | No
2022 | 6 | 61787 | Martin East Solar | IPP | Martin East Solar | SC | 62276 | 54 | 2 | Solar Photovoltaic | SUN | PV | (T) Regulatory approvals received. Not under construction | 2 | No
2022 | 6 | 61788 | Martin West Solar | IPP | Martin West Solar | SC | 62277 | 55 | 2 | Solar Photovoltaic | SUN | PV | (T) Regulatory approvals received. Not under construction | 2 | No
2022 | 6 | 61789 | McClain Solar | IPP | McClain Solar | SC | 62278 | 56 | 17.3 | Solar Photovoltaic | SUN | PV | (T) Regulatory approvals received. Not under construction | 17.3 | No
2022 | 6 | 61790 | McCormick Solar | IPP | McCormick Solar | SC | 62279 | 57 | 2 | Solar Photovoltaic | SUN | PV | (T) Regulatory approvals received. Not under construction | 2 | No
2022 | 6 | 61791 | Melsam Solar | IPP | Melsam Solar | SC | 62280 | 58 | 60.5 | Solar Photovoltaic | SUN | PV | (T) Regulatory approvals received. Not under construction | 60.5 | No
2022 | 6 | 61792 | Middleton Solar | IPP | Middleton Solar | SC | 62281 | 59 | 2 | Solar Photovoltaic | SUN | PV | (T) Regulatory approvals received. Not under construction | 2 | No
2022 | 6 | 61793 | Pee Dee Solar I | IPP | Pee Dee Solar I | SC | 62282 | 60 | 2 | Solar Photovoltaic | SUN | PV | (T) Regulatory approvals received. Not under construction | 2 | No
2022 | 6 | 61794 | Pee Dee Solar II | IPP | Pee Dee Solar II | SC | 62283 | 61 | 2 | Solar Photovoltaic | SUN | PV | (T) Regulatory approvals received. Not under construction | 2 | No
2022 | 6 | 61795 | Power Solar | IPP | Power Solar | SC | 62284 | 62 | 3 | Solar Photovoltaic | SUN | PV | (T) Regulatory approvals received. Not under construction | 3 | No
2022 | 6 | 61804 | Pruger Solar I | IPP | Pruger Solar I | SC | 62292 | 63 | 2 | Solar Photovoltaic | SUN | PV | (T) Regulatory approvals received. Not under construction | 2 | No
2022 | 6 | 61805 | Pruger Solar II | IPP | Pruger Solar II | SC | 62293 | 64 | 2 | Solar Photovoltaic | SUN | PV | (T) Regulatory approvals received. Not under construction | 2 | No
2022 | 6 | 61806 | Pruger Solar III | IPP | Pruger Solar III | SC | 62294 | 65 | 2 | Solar Photovoltaic | SUN | PV | (T) Regulatory approvals received. Not under construction | 2 | No
2022 | 6 | 15473 | Public Service Co of NM | Electric Utility | Pinon Energy Center | NM | 63281 | GT1 | 42.3 | Natural Gas Fired Combustion Turbine | NG | GT | (L) Regulatory approvals pending. Not under construction | 41.8 | Yes
2022 | 6 | 15473 | Public Service Co of NM | Electric Utility | Pinon Energy Center | NM | 63281 | GT2 | 42.3 | Natural Gas Fired Combustion Turbine | NG | GT | (L) Regulatory approvals pending. Not under construction | 41.8 | Yes
2022 | 6 | 15473 | Public Service Co of NM | Electric Utility | Pinon Energy Center | NM | 63281 | GT3 | 42.3 | Natural Gas Fired Combustion Turbine | NG | GT | (L) Regulatory approvals pending. Not under construction | 41.8 | Yes
2022 | 6 | 15473 | Public Service Co of NM | Electric Utility | Pinon Energy Center | NM | 63281 | GT4 | 42.3 | Natural Gas Fired Combustion Turbine | NG | GT | (L) Regulatory approvals pending. Not under construction | 41.8 | Yes
2022 | 6 | 15473 | Public Service Co of NM | Electric Utility | Pinon Energy Center | NM | 63281 | GT5 | 42.3 | Natural Gas Fired Combustion Turbine | NG | GT | (L) Regulatory approvals pending. Not under construction | 41.8 | Yes
2022 | 6 | 15473 | Public Service Co of NM | Electric Utility | Pinon Energy Center | NM | 63281 | GT6 | 42.3 | Natural Gas Fired Combustion Turbine | NG | GT | (L) Regulatory approvals pending. Not under construction | 41.8 | Yes
2022 | 6 | 15473 | Public Service Co of NM | Electric Utility | Pinon Energy Center | NM | 63281 | GT7 | 42.3 | Natural Gas Fired Combustion Turbine | NG | GT | (L) Regulatory approvals pending. Not under construction | 41.8 | Yes
2022 | 6 | 61807 | Quest Solar | IPP | Quest Solar | SC | 62299 | 66 | 40 | Solar Photovoltaic | SUN | PV | (T) Regulatory approvals received. Not under construction | 40 | No
2022 | 6 | 62694 | Rappahannock Solar, LLC | IPP | Rappahannock Solar, LLC | VA | 62780 | 100 | 1.5 | Solar Photovoltaic | SUN | PV | (T) Regulatory approvals received. Not under construction | 1.5 | No
2022 | 6 | 54866 | Robinson Power Company LLC | IPP | Robinson Power Company LLC | PA | 56453 | CTG1 | 950 | Natural Gas Fired Combined Cycle | NG | CC | (L) Regulatory approvals pending. Not under construction | 1022.9 | Yes
2022 | 6 | 61808 | Rollins Solar | IPP | Rollins Solar | SC | 62295 | 67 | 63 | Solar Photovoltaic | SUN | PV | (T) Regulatory approvals received. Not under construction | 63 | No
2022 | 6 | 61809 | Ross Solar | IPP | Ross Solar | SC | 62296 | 68 | 75 | Solar Photovoltaic | SUN | PV | (T) Regulatory approvals received. Not under construction | 75 | No
2022 | 6 | 61810 | Rutledge Solar | IPP | Rutledge Solar | SC | 62297 | 69 | 2 | Solar Photovoltaic | SUN | PV | (T) Regulatory approvals received. Not under construction | 2 | No
2022 | 6 | 61814 | Sandifer Solar | IPP | Sandifer Solar | SC | 62298 | 70 | 2 | Solar Photovoltaic | SUN | PV | (T) Regulatory approvals received. Not under construction | 2 | No
2022 | 6 | 61828 | Scarlet Solar | IPP | Scarlet Solar | SC | 62307 | 71 | 2 | Solar Photovoltaic | SUN | PV | (T) Regulatory approvals received. Not under construction | 2 | No
2022 | 6 | 61829 | Shem Solar | IPP | Shem Solar | SC | 62308 | 72 | 2 | Solar Photovoltaic | SUN | PV | (T) Regulatory approvals received. Not under construction | 2 | No
2022 | 6 | 61830 | Shining Sun Solar | IPP | Shining Sun Solar | SC | 62309 | 73 | 40 | Solar Photovoltaic | SUN | PV | (T) Regulatory approvals received. Not under construction | 40 | No
2022 | 6 | 61831 | Shorthorn Solar | IPP | Shorthorn Solar | SC | 62310 | 74 | 60.5 | Solar Photovoltaic | SUN | PV | (T) Regulatory approvals received. Not under construction | 60.5 | No
2022 | 6 | 61832 | Snoopy Solar | IPP | Snoopy Solar | SC | 62311 | 75 | 2 | Solar Photovoltaic | SUN | PV | (T) Regulatory approvals received. Not under construction | 2 | No
2022 | 6 | 61833 | Southard Solar | IPP | Southard Solar | SC | 62312 | 76 | 6 | Solar Photovoltaic | SUN | PV | (T) Regulatory approvals received. Not under construction | 6 | No
2022 | 6 | 57109 | St Joseph Energy Center LLC | IPP | St Joseph Energy Center | IN | 57794 | CT4 | 237 | Natural Gas Fired Combined Cycle | NG | CT | (T) Regulatory approvals received. Not under construction | 238 | No
2022 | 6 | 61834 | Stamey Solar | IPP | Stamey Solar | SC | 62313 | 77 | 1 | Solar Photovoltaic | SUN | PV | (T) Regulatory approvals received. Not under construction | 2 | No
2022 | 6 | 61835 | Tarpon Solar I | IPP | Tarpon Solar I | SC | 62314 | 78 | 2 | Solar Photovoltaic | SUN | PV | (T) Regulatory approvals received. Not under construction | 2 | No
2022 | 6 | 61836 | Tedder Solar | IPP | Tedder Solar | SC | 62315 | 79 | 2 | Solar Photovoltaic | SUN | PV | (T) Regulatory approvals received. Not under construction | 2 | No
2022 | 6 | 61837 | Ten Governors Solar | IPP | Ten Governors Solar | SC | 62316 | 80 | 28 | Solar Photovoltaic | SUN | PV | (T) Regulatory approvals received. Not under construction | 28 | No
2022 | 6 | 61862 | Thomas Solar | IPP | Thomas Solar | SC | 62352 | 81 | 2 | Solar Photovoltaic | SUN | PV | (T) Regulatory approvals received. Not under construction | 2 | No
2022 | 6 | 61861 | Topaz Solar | IPP | Topaz Solar (SC) | SC | 62349 | 82 | 2 | Solar Photovoltaic | SUN | PV | (T) Regulatory approvals received. Not under construction | 2 | No
2022 | 6 | 61860 | Trask East Solar | IPP | Trask East Solar | SC | 62346 | 83 | 12 | Solar Photovoltaic | SUN | PV | (T) Regulatory approvals received. Not under construction | 12 | No
2022 | 6 | 59056 | Tri Global Energy, LLC | IPP | Cone Renewable Energy Project, LLC | TX | 60272 | WT1 | 300 | Onshore Wind Turbine | WND | WT | (P) Planned for installation, but regulatory approvals not initiated | 300 | Yes
2022 | 6 | 59056 | Tri Global Energy, LLC | IPP | Crosby County Wind Farm, LLC | TX | 60273 | WT1 | 120 | Onshore Wind Turbine | WND | WT | (P) Planned for installation, but regulatory approvals not initiated | 120 | Yes
2022 | 6 | 61859 | Ulmer Solar | IPP | Ulmer Solar | SC | 62343 | 85 | 22 | Solar Photovoltaic | SUN | PV | (T) Regulatory approvals received. Not under construction | 22 | No
2022 | 6 | 62650 | Victorville Energy Center, LLC | Industrial | Victorville Energy Center, LLC (CA) | CA | 62726 | 1 | 20.1 | All Other | WH | ST | (P) Planned for installation, but regulatory approvals not initiated | 20.1 | Yes
2022 | 6 | 61868 | WSW Solar | IPP | WSW Solar | SC | 62350 | 86 | 10.8 | Solar Photovoltaic | SUN | PV | (T) Regulatory approvals received. Not under construction | 10.8 | No
2022 | 6 | 61863 | Washington Solar (SC) | IPP | Washington Solar (SC) | SC | 62342 | 87 | 2 | Solar Photovoltaic | SUN | PV | (T) Regulatory approvals received. Not under construction | 2 | No
2022 | 6 | 61864 | Washington Solar II (SC) | IPP | Washington Solar II (SC) | SC | 62344 | 88 | 2 | Solar Photovoltaic | SUN | PV | (T) Regulatory approvals received. Not under construction | 2 | No
2022 | 6 | 61865 | Wayfair Solar | IPP | Wayfair Solar | SC | 62345 | 89 | 2 | Solar Photovoltaic | SUN | PV | (T) Regulatory approvals received. Not under construction | 2 | No
2022 | 6 | 61866 | Weaver Solar | IPP | Weaver Solar | SC | 62347 | 90 | 2 | Solar Photovoltaic | SUN | PV | (T) Regulatory approvals received. Not under construction | 2 | No
2022 | 6 | 61869 | Wysong Solar | IPP | Wysong Solar | SC | 62351 | 92 | 2.3 | Solar Photovoltaic | SUN | PV | (T) Regulatory approvals received. Not under construction | 2.3 | No
2022 | 6 | 61870 | Yemassee Solar | IPP | Yemassee Solar | SC | 62353 | 93 | 10 | Solar Photovoltaic | SUN | PV | (T) Regulatory approvals received. Not under construction | 10 | No
2022 | 6 | 61871 | York Solar | IPP | York Solar | SC | 62354 | 94 | 2 | Solar Photovoltaic | SUN | PV | (T) Regulatory approvals received. Not under construction | 2 | No
2022 | 7 | 49893 | Invenergy Services LLC | IPP | Delilah Solar Energy LLC | TX | 63194 | GEN1 | 250 | Solar Photovoltaic | SUN | PV | (U) Under construction, less than or equal to 50 percent complete | 250 | No
2022 | 7 | 62842 | Lightsource Renewable Energy Asset Management, LLC | IPP | Blackbear Solar 1 | AL | 63765 | ALBB1 | 100 | Solar Photovoltaic | SUN | PV | (P) Planned for installation, but regulatory approvals not initiated | 100 | Yes
2022 | 7 | 62936 | TREX US Red Holly LLC | IPP | TREX US Red Holly | TX | 63202 | 701 | 250 | Solar Photovoltaic | SUN | PV | (L) Regulatory approvals pending. Not under construction | 250 | Yes
2022 | 8 | 60796 | 91MC 8me LLC | IPP | Peak Valley Solar Farm | CA | 61167 | 91MC8 | 200 | Solar Photovoltaic | SUN | PV | (P) Planned for installation, but regulatory approvals not initiated | 200 | Yes
2022 | 8 | 62806 | Guernsey Power Station LLC | IPP | Guernsey Power Station | OH | 62949 | GPS1 | 612 | Natural Gas Fired Combined Cycle | NG | CS | (L) Regulatory approvals pending. Not under construction | 685 | Yes
2022 | 9 | 62806 | Guernsey Power Station LLC | IPP | Guernsey Power Station | OH | 62949 | GPS2 | 612 | Natural Gas Fired Combined Cycle | NG | CS | (L) Regulatory approvals pending. Not under construction | 685 | Yes
2022 | 9 | 63416 | Ho'Ohana Solar 1 LLC | IPP | Ho'Ohana Solar 1 | HI | 63723 | H0001 | 52 | Solar Photovoltaic | SUN | PV | (P) Planned for installation, but regulatory approvals not initiated | 52 | Yes
2022 | 9 | 63416 | Ho'Ohana Solar 1 LLC | IPP | Ho'Ohana Solar 1 | HI | 63723 | HESS1 | 52 | Batteries | MWH | BA | (P) Planned for installation, but regulatory approvals not initiated | 52 | Yes
2022 | 9 | 62842 | Lightsource Renewable Energy Asset Management, LLC | IPP | Happy Solar 1 | AR | 63766 | ARHA1 | 95 | Solar Photovoltaic | SUN | PV | (P) Planned for installation, but regulatory approvals not initiated | 95 | Yes
2022 | 10 | 62709 | Bakerstand Solar LLC | IPP | Bakerstand Solar (NY) | NY | 62811 | BKSTD | 20 | Solar Photovoltaic | SUN | PV | (P) Planned for installation, but regulatory approvals not initiated | 20 | Yes
2022 | 10 | 62806 | Guernsey Power Station LLC | IPP | Guernsey Power Station | OH | 62949 | GPS3 | 612 | Natural Gas Fired Combined Cycle | NG | CS | (L) Regulatory approvals pending. Not under construction | 685 | Yes
2022 | 10 | 59761 | McLean Homestead, LLC | IPP | McLean Homestead | NC | 60020 | PV1 | 4.9 | Solar Photovoltaic | SUN | PV | (L) Regulatory approvals pending. Not under construction | 4.9 | Yes
2022 | 11 | 60797 | 68SF 8me LLC | IPP | Eland Solar & Storage Center, Phase 1 Hybrid | CA | 61168 | 61168 | 150 | Batteries | MWH | BA | (P) Planned for installation, but regulatory approvals not initiated | 150 | Yes
2022 | 11 | 60797 | 68SF 8me LLC | IPP | Eland Solar & Storage Center, Phase 1 Hybrid | CA | 61168 | 68SF8 | 200 | Solar Photovoltaic | SUN | PV | (P) Planned for installation, but regulatory approvals not initiated | 200 | Yes
2022 | 11 | 7140 | Georgia Power Co | Electric Utility | Vogtle | GA | 649 | 4 | 1100 | Nuclear | NUC | ST | (U) Under construction, less than or equal to 50 percent complete | 1100 | No
2022 | 12 | 61222 | 174 Power Global Corp. | IPP | Atlas | AZ | 63798 | ATL01 | 300 | Solar Photovoltaic | SUN | PV | (P) Planned for installation, but regulatory approvals not initiated | 300 | Yes
2022 | 12 | 61222 | 174 Power Global Corp. | IPP | Atlas | AZ | 63798 | ATLB1 | 300 | Batteries | MWH | BA | (P) Planned for installation, but regulatory approvals not initiated | 300 | Yes
2022 | 12 | 63448 | Aiya Solar CEI, LLC | IPP | Aiya Solar Project | NV | 59869 | GEN01 | 100 | Solar Photovoltaic | SUN | PV | (P) Planned for installation, but regulatory approvals not initiated | 100 | Yes
2022 | 12 | 61768 | Arrow Canyon Solar LLC | IPP | Arrow Canyon Solar Hybrid | NV | 62248 | 1 | 200 | Solar Photovoltaic | SUN | PV | (P) Planned for installation, but regulatory approvals not initiated | 200 | Yes
2022 | 12 | 61768 | Arrow Canyon Solar LLC | IPP | Arrow Canyon Solar Hybrid | NV | 62248 | 2 | 75 | Batteries | MWH | BA | (P) Planned for installation, but regulatory approvals not initiated | 75 | Yes
2022 | 12 | 15399 | Avangrid Renewables LLC | IPP | Midland Wind | IL | 63003 | 1 | 115 | Onshore Wind Turbine | WND | WT | (P) Planned for installation, but regulatory approvals not initiated | 115 | Yes
2022 | 12 | 63421 | Biggs Ford Solar Center, LLC | IPP | Biggs Ford Solar Center | MD | 61321 | BFSC | 15 | Solar Photovoltaic | SUN | PV | (P) Planned for installation, but regulatory approvals not initiated | 15 | Yes
2022 | 12 | 61386 | C4GT, LLC | IPP | C4GT | VA | 61760 | C4GT | 1060 | Natural Gas Fired Combined Cycle | NG | CC | (T) Regulatory approvals received. Not under construction | 1060 | No
2022 | 12 | 59432 | Clear Creek Power | IPP | Highland Park Project | CO | 59659 | HPWT | 181 | Onshore Wind Turbine | WND | WT | (P) Planned for installation, but regulatory approvals not initiated | 181 | Yes
2022 | 12 | 56769 | Consolidated Edison Development Inc. | IPP | Burt County Wind | NE | 61511 | BCNE | 75 | Onshore Wind Turbine | WND | WT | (L) Regulatory approvals pending. Not under construction | 75 | Yes
2022 | 12 | 54803 | Dynegy Oakland, LLC | IPP | Dynegy Oakland Power Plant | CA | 6211 | GEN4 | 36.3 | Batteries | MWH | BA | (P) Planned for installation, but regulatory approvals not initiated | 36.3 | Yes
2022 | 12 | 62760 | EDPR CA Solar Park VI LLC | IPP | EDPR CA Solar Park VI LLC (CA) Hybrid | CA | 62892 | SONR2 | 40 | Batteries | MWH | BA | (T) Regulatory approvals received. Not under construction | 40 | No
2022 | 12 | 62760 | EDPR CA Solar Park VI LLC | IPP | EDPR CA Solar Park VI LLC (CA) Hybrid | CA | 62892 | SONRI | 200 | Solar Photovoltaic | SUN | PV | (T) Regulatory approvals received. Not under construction | 201 | No
2022 | 12 | 59380 | Enel Green Power NA, Inc. | IPP | Cascade Energy Storage, LLC | CA | 61801 | 10002 | 25 | Batteries | MWH | BA | (L) Regulatory approvals pending. Not under construction | 25 | Yes
2022 | 12 | 59380 | Enel Green Power NA, Inc. | IPP | Sierra Energy Storage, LLC | CA | 61803 | 10003 | 10 | Batteries | MWH | BA | (L) Regulatory approvals pending. Not under construction | 10 | Yes
2022 | 12 | 56615 | First Solar Project Development | IPP | Portal Ridge Solar A, LLC | CA | 60309 | GEN01 | 18.5 | Solar Photovoltaic | SUN | PV | (L) Regulatory approvals pending. Not under construction | 18.5 | Yes
2022 | 12 | 56615 | First Solar Project Development | IPP | Willow Spring Solar 3, LLC | CA | 60325 | GEN01 | 75 | Solar Photovoltaic | SUN | PV | (T) Regulatory approvals received. Not under construction | 75 | No
2022 | 12 | 56615 | First Solar Project Development | IPP | Windhub Solar B, LLC | CA | 59969 | GEN01 | 20 | Solar Photovoltaic | SUN | PV | (L) Regulatory approvals pending. Not under construction | 20 | Yes
2022 | 12 | 60411 | Friesian Holdings, LLC | IPP | Friesian Holdings | NC | 60692 | PV1 | 75 | Solar Photovoltaic | SUN | PV | (L) Regulatory approvals pending. Not under construction | 75 | Yes
2022 | 12 | 61736 | Gaines Solar | IPP | Gaines Solar | SC | 62216 | 41 | 2 | Solar Photovoltaic | SUN | PV | (T) Regulatory approvals received. Not under construction | 2 | No
2022 | 12 | 58880 | Gallegos Wind Farm LLC | IPP | Gallegos Wind Farm, Phase 1 | NM | 59047 | GEN 1 | 180 | Onshore Wind Turbine | WND | WT | (P) Planned for installation, but regulatory approvals not initiated | 180 | Yes
2022 | 12 | 62008 | Hale Kuawehi Solar LLC | IPP | Hale Kuawehi Solar Hybrid | HI | 62529 | HKBA | 30 | Batteries | MWH | BA | (P) Planned for installation, but regulatory approvals not initiated | 30 | Yes
2022 | 12 | 62008 | Hale Kuawehi Solar LLC | IPP | Hale Kuawehi Solar Hybrid | HI | 62529 | HKSOL | 30 | Solar Photovoltaic | SUN | PV | (P) Planned for installation, but regulatory approvals not initiated | 30 | Yes
2022 | 12 | 61638 | Harrison Power LLC | IPP | Cadiz Power Plant | OH | 62153 | GEN 1 | 550 | Natural Gas Fired Combined Cycle | NG | CS | (P) Planned for installation, but regulatory approvals not initiated | 660 | Yes
2022 | 12 | 61638 | Harrison Power LLC | IPP | Cadiz Power Plant | OH | 62153 | GEN 2 | 550 | Natural Gas Fired Combined Cycle | NG | CS | (P) Planned for installation, but regulatory approvals not initiated | 660 | Yes
2022 | 12 | 49893 | Invenergy Services LLC | IPP | Samson Solar Energy | TX | 63211 | GEN1 | 250 | Solar Photovoltaic | SUN | PV | (U) Under construction, less than or equal to 50 percent complete | 250 | No
2022 | 12 | 49893 | Invenergy Services LLC | IPP | Tip Top Solar Energy Center LLC | NM | 63028 | GEN1 | 220 | Solar Photovoltaic | SUN | PV | (P) Planned for installation, but regulatory approvals not initiated | 220 | Yes
2022 | 12 | 58804 | Lake Erie Energy Development Corp | IPP | Icebreaker Offshore Wind Farm | OH | 58941 | WTG1 | 3.4 | Offshore Wind Turbine | WND | WS | (L) Regulatory approvals pending. Not under construction | 3.4 | Yes
2022 | 12 | 58804 | Lake Erie Energy Development Corp | IPP | Icebreaker Offshore Wind Farm | OH | 58941 | WTG2 | 3.4 | Offshore Wind Turbine | WND | WS | (L) Regulatory approvals pending. Not under construction | 3.4 | Yes
2022 | 12 | 58804 | Lake Erie Energy Development Corp | IPP | Icebreaker Offshore Wind Farm | OH | 58941 | WTG3 | 3.4 | Offshore Wind Turbine | WND | WS | (L) Regulatory approvals pending. Not under construction | 3.4 | Yes
2022 | 12 | 58804 | Lake Erie Energy Development Corp | IPP | Icebreaker Offshore Wind Farm | OH | 58941 | WTG4 | 3.4 | Offshore Wind Turbine | WND | WS | (L) Regulatory approvals pending. Not under construction | 3.4 | Yes
2022 | 12 | 58804 | Lake Erie Energy Development Corp | IPP | Icebreaker Offshore Wind Farm | OH | 58941 | WTG5 | 3.4 | Offshore Wind Turbine | WND | WS | (L) Regulatory approvals pending. Not under construction | 3.4 | Yes
2022 | 12 | 58804 | Lake Erie Energy Development Corp | IPP | Icebreaker Offshore Wind Farm | OH | 58941 | WTG6 | 3.4 | Offshore Wind Turbine | WND | WS | (L) Regulatory approvals pending. Not under construction | 3.4 | Yes
2022 | 12 | 61596 | Lincoln Land Energy Center LLC | IPP | Lincoln Land Energy Center | IL | 62022 | GEN1 | 520 | Natural Gas Fired Combined Cycle | NG | CS | (P) Planned for installation, but regulatory approvals not initiated | 638.4 | Yes
2022 | 12 | 61596 | Lincoln Land Energy Center LLC | IPP | Lincoln Land Energy Center | IL | 62022 | GEN2 | 520 | Natural Gas Fired Combined Cycle | NG | CS | (P) Planned for installation, but regulatory approvals not initiated | 638.4 | Yes
2022 | 12 | 62663 | Lock 13 Hydro Partners | IPP | Evelyn Hydroelectric Project | KY | 62748 | 1 | 0.6 | Conventional Hydroelectric | WAT | HY | (L) Regulatory approvals pending. Not under construction | 0.6 | Yes
2022 | 12 | 62663 | Lock 13 Hydro Partners | IPP | Evelyn Hydroelectric Project | KY | 62748 | 2 | 0.6 | Conventional Hydroelectric | WAT | HY | (L) Regulatory approvals pending. Not under construction | 0.6 | Yes
2022 | 12 | 62663 | Lock 13 Hydro Partners | IPP | Evelyn Hydroelectric Project | KY | 62748 | 3 | 0.6 | Conventional Hydroelectric | WAT | HY | (L) Regulatory approvals pending. Not under construction | 0.6 | Yes
2022 | 12 | 62663 | Lock 13 Hydro Partners | IPP | Evelyn Hydroelectric Project | KY | 62748 | 4 | 0.6 | Conventional Hydroelectric | WAT | HY | (L) Regulatory approvals pending. Not under construction | 0.6 | Yes
2022 | 12 | 62663 | Lock 13 Hydro Partners | IPP | Evelyn Hydroelectric Project | KY | 62748 | 5 | 0.6 | Conventional Hydroelectric | WAT | HY | (L) Regulatory approvals pending. Not under construction | 0.6 | Yes
2022 | 12 | 61422 | Mason Dixon Solar Center, LLC | IPP | Mason Dixon Solar Center | MD | 61797 | PV | 20 | Solar Photovoltaic | SUN | PV | (P) Planned for installation, but regulatory approvals not initiated | 20 | Yes
2022 | 12 | 63427 | Neptune Energy Center, LLC | IPP | Neptune Energy Center | CO | 63731 | NT325 | 325 | Solar Photovoltaic | SUN | PV | (P) Planned for installation, but regulatory approvals not initiated | 375 | Yes
2022 | 12 | 63238 | OE_ALC | IPP | AL Solar C LLC | AL | 63513 | OEALC | 80 | Solar Photovoltaic | SUN | PV | (T) Regulatory approvals received. Not under construction | 80 | No
2022 | 12 | 62036 | Paeahu Solar LLC | IPP | Paeahu Solar Hybrid | HI | 62534 | PHBA | 15 | Batteries | MWH | BA | (P) Planned for installation, but regulatory approvals not initiated | 15 | Yes
2022 | 12 | 62036 | Paeahu Solar LLC | IPP | Paeahu Solar Hybrid | HI | 62534 | PHSOL | 15 | Solar Photovoltaic | SUN | PV | (P) Planned for installation, but regulatory approvals not initiated | 15 | Yes
2022 | 12 | 58842 | Power Company of Wyoming LLC | IPP | Chokecherry and Sierra Madre Wind | WY | 58987 | I-A | 500 | Onshore Wind Turbine | WND | WT | (U) Under construction, less than or equal to 50 percent complete | 500 | No
2022 | 12 | 61069 | RE Gaskell West LLC | IPP | RE Gaskell West 2 LLC | CA | 61446 | PV2 | 45 | Solar Photovoltaic | SUN | PV | (P) Planned for installation, but regulatory approvals not initiated | 45 | Yes
2022 | 12 | 61069 | RE Gaskell West LLC | IPP | RE Gaskell West 3 LLC | CA | 61447 | PV3 | 20 | Solar Photovoltaic | SUN | PV | (P) Planned for installation, but regulatory approvals not initiated | 20 | Yes
2022 | 12 | 61069 | RE Gaskell West LLC | IPP | RE Gaskell West 4 LLC | CA | 61448 | PV4 | 20 | Solar Photovoltaic | SUN | PV | (P) Planned for installation, but regulatory approvals not initiated | 20 | Yes
2022 | 12 | 61069 | RE Gaskell West LLC | IPP | RE Gaskell West 5 LLC | CA | 61449 | PV5 | 20 | Solar Photovoltaic | SUN | PV | (P) Planned for installation, but regulatory approvals not initiated | 20 | Yes
2022 | 12 | 56215 | RWE Renewables Americas LLC | IPP | Pinckard Solar | AL | 62787 | PCKND | 79.7 | Solar Photovoltaic | SUN | PV | (L) Regulatory approvals pending. Not under construction | 85.1 | Yes
2022 | 12 | 21554 | Seminole Electric Cooperative Inc | Electric Utility | Seminole (FL) | FL | 136 | CT1 | 349.8 | Natural Gas Fired Combined Cycle | NG | CT | (L) Regulatory approvals pending. Not under construction | 384.2 | Yes
2022 | 12 | 21554 | Seminole Electric Cooperative Inc | Electric Utility | Seminole (FL) | FL | 136 | CT2 | 349.8 | Natural Gas Fired Combined Cycle | NG | CT | (L) Regulatory approvals pending. Not under construction | 384.2 | Yes
2022 | 12 | 21554 | Seminole Electric Cooperative Inc | Electric Utility | Seminole (FL) | FL | 136 | ST | 396.6 | Natural Gas Fired Combined Cycle | NG | CA | (L) Regulatory approvals pending. Not under construction | 414.8 | Yes
2022 | 12 | 63454 | Thunder Wolf Energy Center, LLC | IPP | Thunder Wolf Energy Center | CO | 63776 | TW300 | 250 | Solar Photovoltaic | SUN | PV | (U) Under construction, less than or equal to 50 percent complete | 300 | No
2022 | 12 | 59056 | Tri Global Energy, LLC | IPP | Easter | TX | 59971 | ESTR1 | 300 | Onshore Wind Turbine | WND | WT | (P) Planned for installation, but regulatory approvals not initiated | 300 | Yes
2023 | 1 | 18454 | Tampa Electric Co | Electric Utility | Big Bend | FL | 645 | BBST1 | 335 | Natural Gas Steam Turbine | NG | ST | (P) Planned for installation, but regulatory approvals not initiated | 445.5 | Yes
2023 | 2 | 59966 | ESC Harrison County Power | IPP | ESC Harrison County Power | WV | 60206 | HCCA1 | 205.4 | Natural Gas Fired Combined Cycle | NG | CA | (P) Planned for installation, but regulatory approvals not initiated | 207.4 | Yes
2023 | 2 | 59966 | ESC Harrison County Power | IPP | ESC Harrison County Power | WV | 60206 | HCCT1 | 319.1 | Natural Gas Fired Combined Cycle | NG | CT | (P) Planned for installation, but regulatory approvals not initiated | 371.5 | Yes
2023 | 3 | 59365 | Capital Power Corporation | IPP | Garrison Butte Wind, LLC | ND | 60066 | GEN | 150 | Onshore Wind Turbine | WND | WT | (P) Planned for installation, but regulatory approvals not initiated | 150 | Yes
2023 | 3 | 56615 | First Solar Project Development | IPP | Desert Quartzite | CA | 59871 | GEN01 | 480 | Solar Photovoltaic | SUN | PV | (T) Regulatory approvals received. Not under construction | 480 | No
2023 | 3 | 61130 | Helix Ravenswood, LLC | IPP | Ravenswood | NY | 2500 | RWES1 | 129 | Batteries | MWH | BA | (L) Regulatory approvals pending. Not under construction | 129 | Yes
2023 | 3 | 61130 | Helix Ravenswood, LLC | IPP | Ravenswood | NY | 2500 | RWES2 | 98 | Batteries | MWH | BA | (L) Regulatory approvals pending. Not under construction | 98 | Yes
2023 | 3 | 61130 | Helix Ravenswood, LLC | IPP | Ravenswood | NY | 2500 | RWES3 | 89 | Batteries | MWH | BA | (L) Regulatory approvals pending. Not under construction | 89 | Yes
2023 | 4 | 17568 | Cooperative Energy | Electric Utility | R D Morrow | MS | 6061 | MOR1 | 514 | Natural Gas Fired Combined Cycle | NG | CC | (L) Regulatory approvals pending. Not under construction | 550 | Yes
2023 | 5 | 62733 | Cranberry Point Energy Storage LLC | IPP | Cranberry Point Energy Storage | MA | 62844 | NA | 150 | Batteries | MWH | BA | (P) Planned for installation, but regulatory approvals not initiated | 150 | Yes
2023 | 5 | 5701 | El Paso Electric Co | Electric Utility | Newman | TX | 3456 | 6 | 227.8 | Natural Gas Fired Combustion Turbine | NG | GT | (P) Planned for installation, but regulatory approvals not initiated | 227.8 | Yes
2023 | 5 | 58766 | FGE Texas II LLC | IPP | FGE Texas II | TX | 58930 | CA1 | 249.9 | Natural Gas Fired Combined Cycle | NG | CA | (T) Regulatory approvals received. Not under construction | 265.2 | No
2023 | 5 | 58766 | FGE Texas II LLC | IPP | FGE Texas II | TX | 58930 | GT1 | 226.7 | Natural Gas Fired Combined Cycle | NG | CT | (T) Regulatory approvals received. Not under construction | 238.9 | No
2023 | 5 | 58766 | FGE Texas II LLC | IPP | FGE Texas II | TX | 58930 | GT2 | 226.7 | Natural Gas Fired Combined Cycle | NG | CT | (T) Regulatory approvals received. Not under construction | 238.9 | No
2023 | 5 | 55983 | Luminant Generation Company LLC | IPP | Hallmark | TX | 63234 | UNIT1 | 42 | Solar Photovoltaic | SUN | PV | (L) Regulatory approvals pending. Not under construction | 42 | Yes
2023 | 5 | 12199 | Montana-Dakota Utilities Co | Electric Utility | R M Heskett | ND | 2790 | 4 | 88 | Natural Gas Fired Combustion Turbine | NG | GT | (P) Planned for installation, but regulatory approvals not initiated | 88 | Yes
2023 | 5 | 189 | PowerSouth Energy Cooperative | Electric Utility | Charles R Lowman | AL | 56 | LEC1 | 385 | Natural Gas Fired Combined Cycle | NG | CT | (T) Regulatory approvals received. Not under construction | 454.5 | No
2023 | 5 | 189 | PowerSouth Energy Cooperative | Electric Utility | Charles R Lowman | AL | 56 | LEC2 | 245 | Natural Gas Fired Combined Cycle | NG | CA | (T) Regulatory approvals received. Not under construction | 272.2 | No
2023 | 5 | 16572 | Salt River Project | Electric Utility | Copper Crossing Energy Center | AZ | 58413 | CCGS3 | 226 | Natural Gas Fired Combustion Turbine | NG | GT | (P) Planned for installation, but regulatory approvals not initiated | 241 | Yes
2023 | 6 | 57109 | St Joseph Energy Center LLC | IPP | St Joseph Energy Center | IN | 57794 | ST2 | 232 | Natural Gas Fired Combined Cycle | NG | CA | (T) Regulatory approvals received. Not under construction | 260 | No
2023 | 6 | 56789 | TBE Montgomery LLC | IPP | TBE-Montgomery LLC | NY | 57472 | CTG | 11.6 | Other Waste Biomass | OBG | CT | (U) Under construction, less than or equal to 50 percent complete | 12 | No
2023 | 6 | 56789 | TBE Montgomery LLC | IPP | TBE-Montgomery LLC | NY | 57472 | STG | 7.4 | Other Waste Biomass | OBG | CA | (U) Under construction, less than or equal to 50 percent complete | 9 | No
2023 | 7 | 60798 | 69SV 8me LLC | IPP | Eland Solar & Storage Center, Phase 2 Hybrid | CA | 61169 | 61169 | 150 | Batteries | MWH | BA | (P) Planned for installation, but regulatory approvals not initiated | 150 | Yes
2023 | 7 | 60798 | 69SV 8me LLC | IPP | Eland Solar & Storage Center, Phase 2 Hybrid | CA | 61169 | 69SV8 | 200 | Solar Photovoltaic | SUN | PV | (P) Planned for installation, but regulatory approvals not initiated | 200 | Yes
2023 | 7 | 59434 | Mattawoman Energy, LLC | IPP | Mattawoman Energy Center | MD | 59662 | CGT11 | 286 | Natural Gas Fired Combined Cycle | NG | CC | (T) Regulatory approvals received. Not under construction | 286 | No
2023 | 7 | 59434 | Mattawoman Energy, LLC | IPP | Mattawoman Energy Center | MD | 59662 | CGT12 | 286 | Natural Gas Fired Combined Cycle | NG | CC | (T) Regulatory approvals received. Not under construction | 286 | No
2023 | 7 | 59434 | Mattawoman Energy, LLC | IPP | Mattawoman Energy Center | MD | 59662 | STG11 | 436 | Natural Gas Fired Combined Cycle | NG | CC | (T) Regulatory approvals received. Not under construction | 436 | No
2023 | 7 | 60835 | NTE Carolinas II, LLC | IPP | Reidsville Energy Center | NC | 61240 | REC | 259 | Natural Gas Fired Combined Cycle | NG | CT | (T) Regulatory approvals received. Not under construction | 310.2 | No
2023 | 7 | 60835 | NTE Carolinas II, LLC | IPP | Reidsville Energy Center | NC | 61240 | REC2 | 227 | Natural Gas Fired Combined Cycle | NG | CA | (T) Regulatory approvals received. Not under construction | 233.7 | No
2023 | 9 | 62910 | 300MS 8me LLC | IPP | Southern Bighorn Solar Hybrid | NV | 63113 | BESS | 135 | Batteries | MWH | BA | (P) Planned for installation, but regulatory approvals not initiated | 135 | Yes
2023 | 9 | 62910 | 300MS 8me LLC | IPP | Southern Bighorn Solar Hybrid | NV | 63113 | SBS | 300 | Solar Photovoltaic | SUN | PV | (P) Planned for installation, but regulatory approvals not initiated | 300 | Yes
2023 | 9 | 58881 | Apex Bethel Energy Center | IPP | Apex Bethel Energy Center | TX | 59048 | ABEC1 | 158.5 | Natural Gas with Compressed Air Storage | NG | CE | (T) Regulatory approvals received. Not under construction | 158.5 | No
2023 | 9 | 58881 | Apex Bethel Energy Center | IPP | Apex Bethel Energy Center | TX | 59048 | ABEC2 | 158.5 | Natural Gas with Compressed Air Storage | NG | CE | (T) Regulatory approvals received. Not under construction | 158.5 | No
2023 | 10 | 61914 | Juwi Inc | IPP | Spanish Peaks Solar | CO | 62379 | 47301 | 100 | Solar Photovoltaic | SUN | PV | (P) Planned for installation, but regulatory approvals not initiated | 100 | Yes
2023 | 10 | 61906 | Rye Development | IPP | Allegheny L&D2 Hydroelectric Project | PA | 62401 | NA1 | 2.5 | Conventional Hydroelectric | WAT | HY | (P) Planned for installation, but regulatory approvals not initiated | 4.5 | Yes
2023 | 10 | 61906 | Rye Development | IPP | Arkabutla Lake Hydroelectric Project | MS | 62402 | NA1 | 1.5 | Conventional Hydroelectric | WAT | HY | (P) Planned for installation, but regulatory approvals not initiated | 2.5 | Yes
2023 | 10 | 61906 | Rye Development | IPP | Beverly L&D Hydroelectric Project | OH | 62403 | NA1 | 1.2 | Conventional Hydroelectric | WAT | HY | (P) Planned for installation, but regulatory approvals not initiated | 1.5 | Yes
2023 | 10 | 61906 | Rye Development | IPP | Devola L&D Hydroelectric Project | OH | 62435 | NA1 | 1 | Conventional Hydroelectric | WAT | HY | (P) Planned for installation, but regulatory approvals not initiated | 2 | Yes
2023 | 10 | 61906 | Rye Development | IPP | Emsworth BC Hydroelectric Project | PA | 62434 | NA1 | 3 | Conventional Hydroelectric | WAT | HY | (P) Planned for installation, but regulatory approvals not initiated | 6 | Yes
2023 | 10 | 61906 | Rye Development | IPP | Emsworth L&D Hydroelectric Project | PA | 62433 | NA1 | 5 | Conventional Hydroelectric | WAT | HY | (P) Planned for installation, but regulatory approvals not initiated | 8.5 | Yes
2023 | 10 | 61906 | Rye Development | IPP | Enid Lake Hydroelectric Project | MS | 62432 | NA1 | 1.5 | Conventional Hydroelectric | WAT | HY | (P) Planned for installation, but regulatory approvals not initiated | 2.5 | Yes
2023 | 10 | 61906 | Rye Development | IPP | Grays Landing L&D Hydroelectric Project | PA | 62388 | NA1 | 4.5 | Conventional Hydroelectric | WAT | HY | (P) Planned for installation, but regulatory approvals not initiated | 6 | Yes
2023 | 10 | 61906 | Rye Development | IPP | Grenada Lake Hydroelectric Project | MS | 62430 | NA1 | 4 | Conventional Hydroelectric | WAT | HY | (P) Planned for installation, but regulatory approvals not initiated | 5 | Yes
2023 | 10 | 61906 | Rye Development | IPP | KY No. 11 L&D Hydroelectric Project | KY | 62390 | NA1 | 0.3 | Conventional Hydroelectric | WAT | HY | (P) Planned for installation, but regulatory approvals not initiated | 0.5 | Yes
2023 | 10 | 61906 | Rye Development | IPP | Lowell L&D Hydroelectric Project | OH | 62429 | NA1 | 2 | Conventional Hydroelectric | WAT | HY | (P) Planned for installation, but regulatory approvals not initiated | 2.5 | Yes
2023 | 10 | 61906 | Rye Development | IPP | Maxwell L&D Hydroelectric Project | PA | 62385 | NA1 | 4.5 | Conventional Hydroelectric | WAT | HY | (P) Planned for installation, but regulatory approvals not initiated | 6 | Yes
2023 | 10 | 61906 | Rye Development | IPP | Monongahela L&D4 Hydroelectric Project | PA | 62404 | NA1 | 4.5 | Conventional Hydroelectric | WAT | HY | (P) Planned for installation, but regulatory approvals not initiated | 6 | Yes
2023 | 10 | 61906 | Rye Development | IPP | Montgomery L&D Hydroelectric Project | PA | 62400 | NA1 | 5.5 | Conventional Hydroelectric | WAT | HY | (P) Planned for installation, but regulatory approvals not initiated | 9.5 | Yes
2023 | 10 | 61906 | Rye Development | IPP | Morgantown L&D Hydroelectric Project | WV | 62387 | NA1 | 1.5 | Conventional Hydroelectric | WAT | HY | (P) Planned for installation, but regulatory approvals not initiated | 2.5 | Yes
2023 | 10 | 61906 | Rye Development | IPP | Opekiska L&D Hydroelectric Project | WV | 62386 | NA1 | 2 | Conventional Hydroelectric | WAT | HY | (P) Planned for installation, but regulatory approvals not initiated | 3 | Yes
2023 | 10 | 61906 | Rye Development | IPP | Overton Hydroelectric Project | LA | 62391 | NA1 | 5.5 | Conventional Hydroelectric | WAT | HY | (P) Planned for installation, but regulatory approvals not initiated | 8.1 | Yes
2023 | 10 | 61906 | Rye Development | IPP | Philo L&D Hydroelectric Project | OH | 62427 | NA1 | 1.2 | Conventional Hydroelectric | WAT | HY | (P) Planned for installation, but regulatory approvals not initiated | 1.5 | Yes
2023 | 10 | 61906 | Rye Development | IPP | Point Marion L&D Hydroelectric Project | PA | 62384 | NA1 | 1.5 | Conventional Hydroelectric | WAT | HY | (P) Planned for installation, but regulatory approvals not initiated | 2.5 | Yes
2023 | 10 | 61906 | Rye Development | IPP | Rokeby L&D Hydroelectric Project | OH | 62426 | NA1 | 1.5 | Conventional Hydroelectric | WAT | HY | (P) Planned for installation, but regulatory approvals not initiated | 2 | Yes
2023 | 10 | 61906 | Rye Development | IPP | Sardis Lake Hydroelectric Project | MS | 62425 | NA1 | 5.5 | Conventional Hydroelectric | WAT | HY | (P) Planned for installation, but regulatory approvals not initiated | 7.5 | Yes
2023 | 10 | 62895 | Vineyard Wind LLC | IPP | Vineyard Wind 1 | MA | 63093 | VW01 | 800 | Offshore Wind Turbine | WND | WS | (L) Regulatory approvals pending. Not under construction | 800 | Yes
2023 | 11 | 63117 | Gemini Solar | IPP | Gemini Solar | NV | 63352 | ARBE1 | 690 | Solar Photovoltaic | SUN | PV | (U) Under construction, less than or equal to 50 percent complete | 690 | No
2023 | 11 | 63117 | Gemini Solar | IPP | Gemini Solar | NV | 63352 | ARPV1 | 280 | Batteries | MWH | BA | (U) Under construction, less than or equal to 50 percent complete | 380 | No
2023 | 11 | 61797 | Hecate Energy LLC | IPP | Hecate Energy Columbia County Solar | NY | 62273 | HECC1 | 60 | Solar Photovoltaic | SUN | PV | (P) Planned for installation, but regulatory approvals not initiated | 60 | Yes
2023 | 11 | 61906 | Rye Development | IPP | Allegheny L&D2 Hydroelectric Project | PA | 62401 | NA2 | 2.5 | Conventional Hydroelectric | WAT | HY | (P) Planned for installation, but regulatory approvals not initiated | 4.5 | Yes
2023 | 11 | 61906 | Rye Development | IPP | Arkabutla Lake Hydroelectric Project | MS | 62402 | NA2 | 1.5 | Conventional Hydroelectric | WAT | HY | (P) Planned for installation, but regulatory approvals not initiated | 2.5 | Yes
2023 | 11 | 61906 | Rye Development | IPP | Beverly L&D Hydroelectric Project | OH | 62403 | NA2 | 1.2 | Conventional Hydroelectric | WAT | HY | (P) Planned for installation, but regulatory approvals not initiated | 1.5 | Yes
2023 | 11 | 61906 | Rye Development | IPP | Devola L&D Hydroelectric Project | OH | 62435 | NA2 | 1 | Conventional Hydroelectric | WAT | HY | (P) Planned for installation, but regulatory approvals not initiated | 2 | Yes
2023 | 11 | 61906 | Rye Development | IPP | Emsworth BC Hydroelectric Project | PA | 62434 | NA2 | 4 | Conventional Hydroelectric | WAT | HY | (P) Planned for installation, but regulatory approvals not initiated | 6 | Yes
2023 | 11 | 61906 | Rye Development | IPP | Emsworth L&D Hydroelectric Project | PA | 62433 | NA2 | 6.5 | Conventional Hydroelectric | WAT | HY | (P) Planned for installation, but regulatory approvals not initiated | 8.5 | Yes
2023 | 11 | 61906 | Rye Development | IPP | Enid Lake Hydroelectric Project | MS | 62432 | NA2 | 1.5 | Conventional Hydroelectric | WAT | HY | (P) Planned for installation, but regulatory approvals not initiated | 2.5 | Yes
2023 | 11 | 61906 | Rye Development | IPP | Grays Landing L&D Hydroelectric Project | PA | 62388 | NA2 | 4.5 | Conventional Hydroelectric | WAT | HY | (P) Planned for installation, but regulatory approvals not initiated | 6 | Yes
2023 | 11 | 61906 | Rye Development | IPP | Grenada Lake Hydroelectric Project | MS | 62430 | NA2 | 4 | Conventional Hydroelectric | WAT | HY | (P) Planned for installation, but regulatory approvals not initiated | 5 | Yes
2023 | 11 | 61906 | Rye Development | IPP | KY No. 11 L&D Hydroelectric Project | KY | 62390 | NA2 | 0.3 | Conventional Hydroelectric | WAT | HY | (P) Planned for installation, but regulatory approvals not initiated | 0.5 | Yes
2023 | 11 | 61906 | Rye Development | IPP | KY No. 11 L&D Hydroelectric Project | KY | 62390 | NA3 | 0.3 | Conventional Hydroelectric | WAT | HY | (P) Planned for installation, but regulatory approvals not initiated | 0.5 | Yes
2023 | 11 | 61906 | Rye Development | IPP | KY No. 11 L&D Hydroelectric Project | KY | 62390 | NA4 | 0.3 | Conventional Hydroelectric | WAT | HY | (P) Planned for installation, but regulatory approvals not initiated | 0.5 | Yes
2023 | 11 | 61906 | Rye Development | IPP | KY No. 11 L&D Hydroelectric Project | KY | 62390 | NA5 | 0.3 | Conventional Hydroelectric | WAT | HY | (P) Planned for installation, but regulatory approvals not initiated | 0.5 | Yes
2023 | 11 | 61906 | Rye Development | IPP | Lowell L&D Hydroelectric Project | OH | 62429 | NA2 | 2 | Conventional Hydroelectric | WAT | HY | (P) Planned for installation, but regulatory approvals not initiated | 2.5 | Yes
2023 | 11 | 61906 | Rye Development | IPP | Malta L&D Hydroelectric Project | OH | 62428 | NA1 | 1 | Conventional Hydroelectric | WAT | HY | (P) Planned for installation, but regulatory approvals not initiated | 2 | Yes
2023 | 11 | 61906 | Rye Development | IPP | Malta L&D Hydroelectric Project | OH | 62428 | NA2 | 1 | Conventional Hydroelectric | WAT | HY | (P) Planned for installation, but regulatory approvals not initiated | 2 | Yes
2023 | 11 | 61906 | Rye Development | IPP | Maxwell L&D Hydroelectric Project | PA | 62385 | NA2 | 4.5 | Conventional Hydroelectric | WAT | HY | (P) Planned for installation, but regulatory approvals not initiated | 6 | Yes
2023 | 11 | 61906 | Rye Development | IPP | Monongahela L&D4 Hydroelectric Project | PA | 62404 | NA2 | 4.5 | Conventional Hydroelectric | WAT | HY | (P) Planned for installation, but regulatory approvals not initiated | 6 | Yes
2023 | 11 | 61906 | Rye Development | IPP | Montgomery L&D Hydroelectric Project | PA | 62400 | NA2 | 5.5 | Conventional Hydroelectric | WAT | HY | (P) Planned for installation, but regulatory approvals not initiated | 9.5 | Yes
2023 | 11 | 61906 | Rye Development | IPP | Montgomery L&D Hydroelectric Project | PA | 62400 | NA3 | 5.5 | Conventional Hydroelectric | WAT | HY | (P) Planned for installation, but regulatory approvals not initiated | 9.5 | Yes
2023 | 11 | 61906 | Rye Development | IPP | Montgomery L&D Hydroelectric Project | PA | 62400 | NA4 | 5.5 | Conventional Hydroelectric | WAT | HY | (P) Planned for installation, but regulatory approvals not initiated | 9.5 | Yes
2023 | 11 | 61906 | Rye Development | IPP | Morgantown L&D Hydroelectric Project | WV | 62387 | NA2 | 1.5 | Conventional Hydroelectric | WAT | HY | (P) Planned for installation, but regulatory approvals not initiated | 2.5 | Yes
2023 | 11 | 61906 | Rye Development | IPP | Opekiska L&D Hydroelectric Project | WV | 62386 | NA2 | 2 | Conventional Hydroelectric | WAT | HY | (P) Planned for installation, but regulatory approvals not initiated | 3 | Yes
2023 | 11 | 61906 | Rye Development | IPP | Overton Hydroelectric Project | LA | 62391 | NA2 | 5.5 | Conventional Hydroelectric | WAT | HY | (P) Planned for installation, but regulatory approvals not initiated | 8.1 | Yes
2023 | 11 | 61906 | Rye Development | IPP | Overton Hydroelectric Project | LA | 62391 | NA3 | 5.5 | Conventional Hydroelectric | WAT | HY | (P) Planned for installation, but regulatory approvals not initiated | 8.1 | Yes
2023 | 11 | 61906 | Rye Development | IPP | Overton Hydroelectric Project | LA | 62391 | NA4 | 5.5 | Conventional Hydroelectric | WAT | HY | (P) Planned for installation, but regulatory approvals not initiated | 8.1 | Yes
2023 | 11 | 61906 | Rye Development | IPP | Overton Hydroelectric Project | LA | 62391 | NA5 | 5.5 | Conventional Hydroelectric | WAT | HY | (P) Planned for installation, but regulatory approvals not initiated | 8.1 | Yes
2023 | 11 | 61906 | Rye Development | IPP | Overton Hydroelectric Project | LA | 62391 | NA6 | 5.5 | Conventional Hydroelectric | WAT | HY | (P) Planned for installation, but regulatory approvals not initiated | 8.1 | Yes
2023 | 11 | 61906 | Rye Development | IPP | Philo L&D Hydroelectric Project | OH | 62427 | NA2 | 1.2 | Conventional Hydroelectric | WAT | HY | (P) Planned for installation, but regulatory approvals not initiated | 1.5 | Yes
2023 | 11 | 61906 | Rye Development | IPP | Point Marion L&D Hydroelectric Project | PA | 62384 | NA2 | 1.5 | Conventional Hydroelectric | WAT | HY | (P) Planned for installation, but regulatory approvals not initiated | 2.5 | Yes
2023 | 11 | 61906 | Rye Development | IPP | Rokeby L&D Hydroelectric Project | OH | 62426 | NA2 | 1.5 | Conventional Hydroelectric | WAT | HY | (P) Planned for installation, but regulatory approvals not initiated | 2 | Yes
2023 | 11 | 61906 | Rye Development | IPP | Sardis Lake Hydroelectric Project | MS | 62425 | NA2 | 5.5 | Conventional Hydroelectric | WAT | HY | (P) Planned for installation, but regulatory approvals not initiated | 7.5 | Yes
2023 | 12 | 60064 | Clean Path Energy Center, LLC | IPP | Clean Path Energy Center | NM | 60289 | PVGEN | 55 | Solar Photovoltaic | SUN | PV | (P) Planned for installation, but regulatory approvals not initiated | 55 | Yes
2023 | 12 | 63464 | Crossroads Solar, LLC | IPP | Crossroads Solar (PA) | PA | 63785 | CROSS | 50 | Solar Photovoltaic | SUN | PV | (P) Planned for installation, but regulatory approvals not initiated | 50 | Yes
2023 | 12 | 60349 | Juneau Hydropower, Inc | IPP | Sweetheart Lake Hydroelectric Facility | AK | 60588 | JHI01 | 6.6 | Conventional Hydroelectric | WAT | HY | (P) Planned for installation, but regulatory approvals not initiated | 6.6 | Yes
2023 | 12 | 60349 | Juneau Hydropower, Inc | IPP | Sweetheart Lake Hydroelectric Facility | AK | 60588 | JHI02 | 6.6 | Conventional Hydroelectric | WAT | HY | (P) Planned for installation, but regulatory approvals not initiated | 6.6 | Yes
2023 | 12 | 60349 | Juneau Hydropower, Inc | IPP | Sweetheart Lake Hydroelectric Facility | AK | 60588 | JHI03 | 6.6 | Conventional Hydroelectric | WAT | HY | (P) Planned for installation, but regulatory approvals not initiated | 6.6 | Yes
2023 | 12 | 63217 | Obsidian Solar Center LLC | IPP | Obsidian Solar Center | OR | 63488 | OBSLR | 400 | Solar Photovoltaic | SUN | PV | (U) Under construction, less than or equal to 50 percent complete | 400 | No
2023 | 12 | 63463 | Palomino Solar, LLC | IPP | Palomino Solar | OH | 63784 | PLMNO | 50 | Solar Photovoltaic | SUN | PV | (P) Planned for installation, but regulatory approvals not initiated | 50 | Yes
2023 | 12 | 58842 | Power Company of Wyoming LLC | IPP | Chokecherry and Sierra Madre Wind | WY | 58987 | I-B | 500 | Onshore Wind Turbine | WND | WT | (U) Under construction, less than or equal to 50 percent complete | 500 | No
2023 | 12 | 63488 | Shady Hills Energy Center, LLC | IPP | Shady Hills Combined Cycle Facility | FL | 63802 | G001 | 546 | Natural Gas Fired Combined Cycle | NG | CS | (P) Planned for installation, but regulatory approvals not initiated | 573 | Yes
2023 | 12 | 62023 | Skeleton Creek Energy Center | IPP | Skeleton Creek Energy Center Hybrid | OK | 62494 | SCBAT | 200 | Batteries | MWH | BA | (P) Planned for installation, but regulatory approvals not initiated | 200 | Yes
2023 | 12 | 62023 | Skeleton Creek Energy Center | IPP | Skeleton Creek Energy Center Hybrid | OK | 62494 | SCSOL | 250 | Solar Photovoltaic | SUN | PV | (P) Planned for installation, but regulatory approvals not initiated | 250 | Yes
2024 | 1 | 61033 | Boswell Wind Project I, LLC | IPP | Boswell Wind I | WY | 61393 | BOSW1 | 80 | Onshore Wind Turbine | WND | WT | (P) Planned for installation, but regulatory approvals not initiated | 80 | Yes
2024 | 1 | 61034 | Boswell Wind Project II, LLC | IPP | Boswell Wind II | WY | 61394 | BOSW2 | 80 | Onshore Wind Turbine | WND | WT | (P) Planned for installation, but regulatory approvals not initiated | 80 | Yes
2024 | 1 | 61035 | Boswell Wind Project III, LLC | IPP | Boswell Wind III | WY | 61395 | BOSW3 | 80 | Onshore Wind Turbine | WND | WT | (P) Planned for installation, but regulatory approvals not initiated | 80 | Yes
2024 | 1 | 61036 | Boswell Wind Project IV, LLC | IPP | Boswell Wind IV | WY | 61396 | BOSW4 | 80 | Onshore Wind Turbine | WND | WT | (P) Planned for installation, but regulatory approvals not initiated | 80 | Yes
2024 | 1 | 2719 | CalWind Resources Inc | IPP | Tehachapi Wind Resource II | CA | 54909 | PLAN | 15.5 | Onshore Wind Turbine | WND | WT | (P) Planned for installation, but regulatory approvals not initiated | 15.5 | Yes
2024 | 3 | 63465 | Candela Renewables, LLC | IPP | Rough Hat | NV | 63782 | RH1 | 400 | Solar Photovoltaic | SUN | PV | (P) Planned for installation, but regulatory approvals not initiated | 400 | Yes
2024 | 3 | 63465 | Candela Renewables, LLC | IPP | Rough Hat 2 | NV | 63783 | RH2 | 400 | Solar Photovoltaic | SUN | PV | (P) Planned for installation, but regulatory approvals not initiated | 400 | Yes
2024 | 5 | 16572 | Salt River Project | Electric Utility | Copper Crossing Energy Center | AZ | 58413 | CCGS1 | 98 | Natural Gas Fired Combustion Turbine | NG | GT | (P) Planned for installation, but regulatory approvals not initiated | 116 | Yes
2024 | 5 | 16572 | Salt River Project | Electric Utility | Copper Crossing Energy Center | AZ | 58413 | CCGS2 | 98 | Natural Gas Fired Combustion Turbine | NG | GT | (P) Planned for installation, but regulatory approvals not initiated | 116 | Yes
2024 | 5 | 16572 | Salt River Project | Electric Utility | Copper Crossing Energy Center | AZ | 58413 | CCGS4 | 226 | Natural Gas Fired Combustion Turbine | NG | GT | (P) Planned for installation, but regulatory approvals not initiated | 241 | Yes
2024 | 5 | 16572 | Salt River Project | Electric Utility | Copper Crossing Energy Center | AZ | 58413 | CCGS5 | 226 | Natural Gas Fired Combustion Turbine | NG | GT | (P) Planned for installation, but regulatory approvals not initiated | 241 | Yes
2024 | 10 | 5416 | Duke Energy Carolinas, LLC | Electric Utility | Lincoln Combustion | NC | 7277 | 17 | 517 | Natural Gas Fired Combustion Turbine | NG | GT | (V) Under construction, more than 50 percent complete | 536.4 | No
2024 | 12 | 60799 | 33UI 8me LLC | IPP | Long Ridge Solar Farm | UT | 61170 | 33UI8 | 300 | Solar Photovoltaic | SUN | PV | (P) Planned for installation, but regulatory approvals not initiated | 300 | Yes
2024 | 12 | 15399 | Avangrid Renewables LLC | IPP | Lund Hill | WA | 61045 | WT1 | 60 | Onshore Wind Turbine | WND | WT | (U) Under construction, less than or equal to 50 percent complete | 60 | No
2024 | 12 | 56814 | Black Creek Renewable Energy LLC | IPP | Sampson County Disposal | NC | 57492 | GEN7 | 1.6 | Landfill Gas | LFG | IC | (T) Regulatory approvals received. Not under construction | 1.6 | No
2024 | 12 | 56814 | Black Creek Renewable Energy LLC | IPP | Sampson County Disposal | NC | 57492 | GEN8 | 1.6 | Landfill Gas | LFG | IC | (T) Regulatory approvals received. Not under construction | 1.6 | No
2024 | 12 | 58842 | Power Company of Wyoming LLC | IPP | Chokecherry and Sierra Madre Wind | WY | 58987 | I-C | 500 | Onshore Wind Turbine | WND | WT | (U) Under construction, less than or equal to 50 percent complete | 500 | No
2025 | 1 | 7189 | Gila Bend Power Partners LLC | IPP | Gila Bend Power Generation Station | AZ | 55507 | 1 | 156 | Natural Gas Fired Combined Cycle | NG | CT | (L) Regulatory approvals pending. Not under construction | 170 | Yes
2025 | 1 | 63342 | New Jersey Transit Corporation (NJ Transit) | Commercial | NJ TRANSITGRID | NJ | 63631 | CTG-1 | 20 | Natural Gas Fired Combustion Turbine | NG | GT | (L) Regulatory approvals pending. Not under construction | 22.5 | Yes
2025 | 1 | 63342 | New Jersey Transit Corporation (NJ Transit) | Commercial | NJ TRANSITGRID | NJ | 63631 | CTG-2 | 20 | Natural Gas Fired Combustion Turbine | NG | GT | (L) Regulatory approvals pending. Not under construction | 22.5 | Yes
2025 | 1 | 63342 | New Jersey Transit Corporation (NJ Transit) | Commercial | NJ TRANSITGRID | NJ | 63631 | CTG-3 | 20 | Natural Gas Fired Combustion Turbine | NG | GT | (L) Regulatory approvals pending. Not under construction | 22.5 | Yes
2025 | 1 | 63342 | New Jersey Transit Corporation (NJ Transit) | Commercial | NJ TRANSITGRID | NJ | 63631 | CTG-4 | 20 | Natural Gas Fired Combined Cycle | NG | CT | (L) Regulatory approvals pending. Not under construction | 22.5 | Yes
2025 | 1 | 63342 | New Jersey Transit Corporation (NJ Transit) | Commercial | NJ TRANSITGRID | NJ | 63631 | CTG-5 | 20 | Natural Gas Fired Combined Cycle | NG | CT | (L) Regulatory approvals pending. Not under construction | 22.5 | Yes
2025 | 1 | 63342 | New Jersey Transit Corporation (NJ Transit) | Commercial | NJ TRANSITGRID | NJ | 63631 | PV1 | 0.5 | Solar Photovoltaic | SUN | PV | (L) Regulatory approvals pending. Not under construction | 0.5 | Yes
2025 | 1 | 63342 | New Jersey Transit Corporation (NJ Transit) | Commercial | NJ TRANSITGRID | NJ | 63631 | STG-1 | 14.4 | Natural Gas Fired Combined Cycle | NG | CA | (L) Regulatory approvals pending. Not under construction | 15 | Yes
2025 | 1 | 63342 | New Jersey Transit Corporation (NJ Transit) | Commercial | NJ TRANSITGRID | NJ | 63631 | STOR1 | 8.1 | Flywheels | MWH | FW | (L) Regulatory approvals pending. Not under construction | 8.1 | Yes
2025 | 2 | 7189 | Gila Bend Power Partners LLC | IPP | Gila Bend Power Generation Station | AZ | 55507 | 2 | 156 | Natural Gas Fired Combined Cycle | NG | CT | (L) Regulatory approvals pending. Not under construction | 170 | Yes
2025 | 2 | 7189 | Gila Bend Power Partners LLC | IPP | Gila Bend Power Generation Station | AZ | 55507 | 3 | 156 | Natural Gas Fired Combined Cycle | NG | CT | (L) Regulatory approvals pending. Not under construction | 170 | Yes
2025 | 2 | 7189 | Gila Bend Power Partners LLC | IPP | Gila Bend Power Generation Station | AZ | 55507 | 4 | 390 | Natural Gas Fired Combined Cycle | NG | CA | (L) Regulatory approvals pending. Not under construction | 390 | Yes
2025 | 5 | 16572 | Salt River Project | Electric Utility | Copper Crossing Energy Center | AZ | 58413 | CCGS6 | 226 | Natural Gas Fired Combustion Turbine | NG | GT | (P) Planned for installation, but regulatory approvals not initiated | 241 | Yes
2025 | 5 | 16572 | Salt River Project | Electric Utility | Copper Crossing Energy Center | AZ | 58413 | CCGS7 | 226 | Natural Gas Fired Combustion Turbine | NG | GT | (P) Planned for installation, but regulatory approvals not initiated | 241 | Yes
2025 | 5 | 16572 | Salt River Project | Electric Utility | Copper Crossing Energy Center | AZ | 58413 | CCGS8 | 226 | Natural Gas Fired Combustion Turbine | NG | GT | (P) Planned for installation, but regulatory approvals not initiated | 241 | Yes
2025 | 7 | 11208 | Los Angeles Department of Water & Power | Electric Utility | Intermountain Power Project | UT | 6481 | 3 | 420 | Natural Gas Fired Combined Cycle | NG | CS | (P) Planned for installation, but regulatory approvals not initiated | 420 | Yes
2025 | 7 | 11208 | Los Angeles Department of Water & Power | Electric Utility | Intermountain Power Project | UT | 6481 | 4 | 420 | Natural Gas Fired Combined Cycle | NG | CS | (P) Planned for installation, but regulatory approvals not initiated | 420 | Yes
2025 | 12 | 60600 | Adams Solar, LLC | IPP | Adams Solar | NC | 60949 | PV1 | 2 | Solar Photovoltaic | SUN | PV | (P) Planned for installation, but regulatory approvals not initiated | 2 | Yes
2025 | 12 | 60064 | Clean Path Energy Center, LLC | IPP | Clean Path Energy Center | NM | 60289 | CPEC1 | 680 | Natural Gas Fired Combined Cycle | NG | CC | (P) Planned for installation, but regulatory approvals not initiated | 680 | Yes
2025 | 12 | 58842 | Power Company of Wyoming LLC | IPP | Chokecherry and Sierra Madre Wind | WY | 58987 | II-A | 750 | Onshore Wind Turbine | WND | WT | (L) Regulatory approvals pending. Not under construction | 750 | Yes
2025 | 12 | 60599 | Washington Solar, LLC | IPP | Washington Solar | NC | 60948 | PV1 | 5 | Solar Photovoltaic | SUN | PV | (P) Planned for installation, but regulatory approvals not initiated | 5 | Yes
2026 | 5 | 40575 | Utah Associated Mun Power Sys | Electric Utility | UAMPS Carbon Free Power Plant | ID | 61075 | NPM1 | 47.5 | Nuclear | NUC | ST | (P) Planned for installation, but regulatory approvals not initiated | 50 | Yes
2026 | 6 | 40575 | Utah Associated Mun Power Sys | Electric Utility | UAMPS Carbon Free Power Plant | ID | 61075 | NPM2 | 47.5 | Nuclear | NUC | ST | (P) Planned for installation, but regulatory approvals not initiated | 50 | Yes
2026 | 7 | 40575 | Utah Associated Mun Power Sys | Electric Utility | UAMPS Carbon Free Power Plant | ID | 61075 | NPM3 | 47.5 | Nuclear | NUC | ST | (P) Planned for installation, but regulatory approvals not initiated | 50 | Yes
2026 | 9 | 40575 | Utah Associated Mun Power Sys | Electric Utility | UAMPS Carbon Free Power Plant | ID | 61075 | NPM4 | 47.5 | Nuclear | NUC | ST | (P) Planned for installation, but regulatory approvals not initiated | 50 | Yes
2026 | 9 | 40575 | Utah Associated Mun Power Sys | Electric Utility | UAMPS Carbon Free Power Plant | ID | 61075 | NPM5 | 47.5 | Nuclear | NUC | ST | (P) Planned for installation, but regulatory approvals not initiated | 50 | Yes
2026 | 10 | 40575 | Utah Associated Mun Power Sys | Electric Utility | UAMPS Carbon Free Power Plant | ID | 61075 | NPM6 | 47.5 | Nuclear | NUC | ST | (P) Planned for installation, but regulatory approvals not initiated | 50 | Yes
2026 | 11 | 40575 | Utah Associated Mun Power Sys | Electric Utility | UAMPS Carbon Free Power Plant | ID | 61075 | NPM7 | 47.5 | Nuclear | NUC | ST | (P) Planned for installation, but regulatory approvals not initiated | 50 | Yes
2026 | 12 | 58842 | Power Company of Wyoming LLC | IPP | Chokecherry and Sierra Madre Wind | WY | 58987 | II-B | 750 | Onshore Wind Turbine | WND | WT | (L) Regulatory approvals pending. Not under construction | 750 | Yes
2026 | 12 | 40575 | Utah Associated Mun Power Sys | Electric Utility | UAMPS Carbon Free Power Plant | ID | 61075 | NPM8 | 47.5 | Nuclear | NUC | ST | (P) Planned for installation, but regulatory approvals not initiated | 50 | Yes
2027 | 1 | 40575 | Utah Associated Mun Power Sys | Electric Utility | UAMPS Carbon Free Power Plant | ID | 61075 | NPM9 | 47.5 | Nuclear | NUC | ST | (P) Planned for installation, but regulatory approvals not initiated | 50 | Yes
2027 | 2 | 40575 | Utah Associated Mun Power Sys | Electric Utility | UAMPS Carbon Free Power Plant | ID | 61075 | NPM10 | 47.5 | Nuclear | NUC | ST | (P) Planned for installation, but regulatory approvals not initiated | 50 | Yes
2027 | 3 | 40575 | Utah Associated Mun Power Sys | Electric Utility | UAMPS Carbon Free Power Plant | ID | 61075 | NPM11 | 47.5 | Nuclear | NUC | ST | (P) Planned for installation, but regulatory approvals not initiated | 50 | Yes
2027 | 4 | 40575 | Utah Associated Mun Power Sys | Electric Utility | UAMPS Carbon Free Power Plant | ID | 61075 | NPM12 | 47.5 | Nuclear | NUC | ST | (P) Planned for installation, but regulatory approvals not initiated | 50 | Yes
2027 | 12 | 60223 | Ketchikan Electric Company | Electric Utility | Mahoney Lake Hydroelectric | AK | 59027 | GEN 1 | 9.6 | Conventional Hydroelectric | WAT | HY | (P) Planned for installation, but regulatory approvals not initiated | 9.6 | Yes

## Calculations
Status | (Multiple Items)
Plant State | (All)
Model Energy Source
Sum of Nameplate Capacity (MW) | Column Labels
Row Labels | 2020 | 2021 | 2022 | 2023 | 2024 | 2025 | 2026 | 2027 | Grand Total
All Other |  | 28.6 | 20.1 | [5 empty] | 48.7 |  | NA
Batteries | 359.9 | 2003 | 809.3 | 951 |  |  |  |  | 4123.2 |  | NA
Conventional Hydroelectric | 5 | 18.7 | 15 | 256.9 |  |  |  | 9.6 | 305.2 |  | hydro
Flywheels | [5 empty] | 8.1 |  |  | 8.1 |  | NA
Geothermal |  | 62 | [6 empty] | 62 |  | geothermal
Landfill Gas |  |  | 3 | [5 empty] | 3 |  | biomass
Natural Gas Fired Combined Cycle | 10.5 | 2413.4 | 8697.7 | 1701.9 |  | 2480 |  |  | 15303.5 |  | natural gas nonpeaker
Natural Gas Fired Combustion Turbine |  | 3452 | 752.6 | 556.8 | 714 | 790.5 |  |  | 6265.9 |  | natural gas peaker
Natural Gas Internal Combustion Engine |  | 86.7 | [6 empty] | 86.7 |  | natural gas peaker
Natural Gas Steam Turbine |  | 10 |  | 445.5 |  |  |  |  | 455.5 |  | natural gas nonpeaker
Nuclear | [6 empty] | 400 | 200 | 600 |  | nuclear
Offshore Wind Turbine |  |  | 20.4 | 800 |  |  |  |  | 820.4 |  | offshore wind
Onshore Wind Turbine | 2333.8 | 3924 | 1446 | 150 | 335.5 | 750 | 750 |  | 9689.3 |  | onshore wind
Other Natural Gas |  | 22.4 | [6 empty] | 22.4 |  | natural gas nonpeaker
Other Waste Biomass |  |  | 1.2 | [5 empty] | 1.2 |  | biomass
Petroleum Liquids | 1.6 | [7 empty] | 1.6 |  | solar PV
Solar Photovoltaic | 1684.3 | 6254.1 | 3685.5 | 1107 | 1100 | 7.5 |  |  | 13838.4 |  | solar PV
Solar Thermal without Energy Storage |  | 200 | [6 empty] | 200
Grand Total | 4395.1 | 18474.9 | 15450.8 | 5969.1 | 2149.5 | 4036.1 | 1150 | 209.6 | 51835.1
State
IL
BPMCCS
| 2020 | 2021 | 2022 | 2023 | 2024 | 2025 | 2026 | 2027
hard coal | 0 | 0 | 0 | 0 | 0 | 0 | 0 | 0
natural gas nonpeaker | 0 | 0 | 1200 | 1300 | 0 | 0 | 0 | 0
nuclear | 0 | 0 | 0 | 0 | 0 | 0 | 0 | 0
hydro | 0 | 10.4 | 0 | 0 | 0 | 0 | 0 | 0
onshore wind | 1069.6 | 278 | 0 | 46.3 | 0 | 0 | 0 | 0
solar PV | 82.1 | 452.3 | 0 | 0 | 150 | 0 | 0 | 0
solar thermal | 0 | 0 | 0 | 0 | 0 | 0 | 0 | 0
biomass | 0 | 0 | 0 | 0 | 0 | 0 | 0 | 0
geothermal | 0 | 0 | 0 | 0 | 0 | 0 | 0 | 0
petroleum | 0 | 0 | 0 | 0 | 0 | 0 | 0 | 0
natural gas peaker | 26.8 | 0 | 0 | 0 | 0 | 0 | 0 | 0
lignite | 0 | 0 | 0 | 0 | 0 | 0 | 0 | 0
offshore wind | 0 | 0 | 0 | 0 | 0 | 0 | 0 | 0
crude oil | 0 | 0 | 0 | 0 | 0 | 0 | 0 | 0
heavy or residual fuel oil | 0 | 0 | 0 | 0 | 0 | 0 | 0 | 0
municipal solid waste | 0 | 0 | 0 | 0 | 0 | 0 | 0 | 0
Model Energy Source
| 2020 | 2021 | 2022 | 2023 | 2024 | 2025 | 2026 | 2027
All Other | 0 | 0 | 0 | 0 | 0 | 0 | 0 | 0 |  | NA
Batteries | 0 | 0 | 0 | 0 | 0 | 0 | 0 | 0 |  | NA
Conventional Hydroelectric | 0 | 0 | 0 | 0 | 0 | 0 | 0 | 0 |  | hydro
Flywheels | 0 | 0 | 0 | 0 | 0 | 0 | 0 | 0 |  | NA
Geothermal | 0 | 0 | 0 | 0 | 0 | 0 | 0 | 0 |  | geothermal
Landfill Gas | 0 | 0 | 0 | 0 | 0 | 0 | 0 | 0 |  | biomass
Natural Gas Fired Combined Cycle | 0 | 0 | 1276.8 | 0 | 0 | 0 | 0 | 0 |  | natural gas nonpeaker
Natural Gas Fired Combustion Turbine | 0 | 0 | 0 | 0 | 0 | 0 | 0 | 0 |  | natural gas peaker
Natural Gas Internal Combustion Engine | 0 | 0 | 0 | 0 | 0 | 0 | 0 | 0 |  | natural gas peaker
Natural Gas Steam Turbine | 0 | 0 | 0 | 0 | 0 | 0 | 0 | 0 |  | natural gas nonpeaker
Nuclear | 0 | 0 | 0 | 0 | 0 | 0 | 0 | 0 |  | nuclear
Offshore Wind Turbine | 0 | 0 | 0 | 0 | 0 | 0 | 0 | 0 |  | offshore wind
Onshore Wind Turbine | 0 | 173 | 115 | 0 | 0 | 0 | 0 | 0 |  | onshore wind
Other Natural Gas | 0 | 0 | 0 | 0 | 0 | 0 | 0 | 0 |  | natural gas nonpeaker
Other Waste Biomass | 0 | 0 | 0 | 0 | 0 | 0 | 0 | 0 |  | biomass
Petroleum Liquids | 0 | 0 | 0 | 0 | 0 | 0 | 0 | 0 |  | solar PV
Solar Photovoltaic | 15.8 | 299 | 0 | 0 | 0 | 0 | 0 | 0 |  | solar PV
Solar Thermal without Energy Storage | 0 | 0 | 0 | 0 | 0 | 0 | 0 | 0

## BPMCCS
Mandated Construction (MW) | State | 2019 | 2020 | 2021 | 2022 | 2023 | 2024 | 2025 | 2026 | 2027 | 2028 | 2029
hard coal | VT | 0 | 0 | 0 | 0 | 0 | 0 | 0 | 0 | 0 | 0 | 0
natural gas nonpeaker | VT | 0 | 0 | 0 | 0 | 0 | 0 | 0 | 0 | 0 | 0 | 0
nuclear | VT | 0 | 0 | 0 | 0 | 0 | 0 | 0 | 0 | 0 | 0 | 0
hydro | VT | 0 | 0.1 | 0 | 0 | 0 | 0 | 0 | 0 | 0 | 0 | 0
onshore wind | VT | 0 | 0 | 0 | 0 | 0 | 0 | 0 | 0 | 0 | 0 | 0
solar PV | VT | 0 | 8.7 | 4.2 | 0 | 0 | 0 | 0 | 0 | 0 | 0 | 0
solar thermal | VT | 0 | 0 | 0 | 0 | 0 | 0 | 0 | 0 | 0 | 0 | 0
biomass | VT | 0 | 7.5 | 0 | 0 | 0 | 0 | 0 | 0 | 0 | 0 | 0
geothermal | VT | 0 | 0 | 0 | 0 | 0 | 0 | 0 | 0 | 0 | 0 | 0
petroleum | VT | 0 | 32.7 | 0 | 0 | 0 | 0 | 0 | 0 | 0 | 0 | 0
natural gas peaker | VT | 0 | 0 | 0 | 0 | 0 | 0 | 0 | 0 | 0 | 0 | 0
lignite | VT | 0 | 0 | 0 | 0 | 0 | 0 | 0 | 0 | 0 | 0 | 0
offshore wind | VT | 0 | 0 | 0 | 0 | 0 | 0 | 0 | 0 | 0 | 0 | 0
crude oil | VT | 0 | 0 | 0 | 0 | 0 | 0 | 0 | 0 | 0 | 0 | 0
heavy or residual fuel oil | VT | 0 | 0 | 0 | 0 | 0 | 0 | 0 | 0 | 0 | 0 | 0
municipal solid waste | VT | 0 | 0 | 0 | 0 | 0 | 0 | 0 | 0 | 0 | 0 | 0
hard coal | VA | 0 | 0 | 0 | 0 | 0 | 0 | 0 | 0 | 0 | 0 | 0
natural gas nonpeaker | VA | 0 | 9.1 | 0 | 0 | 0 | 0 | 1716.3 | 0 | 0 | 0 | 0
nuclear | VA | 0 | 0 | 0 | 0 | 0 | 0 | 0 | 0 | 0 | 0 | 0
hydro | VA | 0 | 0 | 0 | 0 | 0 | 0 | 0 | 0 | 0 | 0 | 0
onshore wind | VA | 0 | 0 | 0 | 0 | 0 | 0 | 0 | 0 | 0 | 0 | 0
solar PV | VA | 0 | 698.8 | 576.7 | 176.5 | 0 | 0 | 0 | 0 | 0 | 0 | 0
solar thermal | VA | 0 | 0 | 0 | 0 | 0 | 0 | 0 | 0 | 0 | 0 | 0
biomass | VA | 0 | 0 | 0 | 0 | 0 | 0 | 0 | 0 | 0 | 0 | 0
geothermal | VA | 0 | 0 | 0 | 0 | 0 | 0 | 0 | 0 | 0 | 0 | 0
petroleum | VA | 0 | 0 | 0 | 0 | 0 | 0 | 0 | 0 | 0 | 0 | 0
natural gas peaker | VA | 0 | 0 | 0 | 0 | 0 | 0 | 0 | 0 | 0 | 0 | 0
lignite | VA | 0 | 0 | 0 | 0 | 0 | 0 | 0 | 0 | 0 | 0 | 0
offshore wind | VA | 0 | 0 | 0 | 0 | 0 | 0 | 0 | 0 | 0 | 0 | 0
crude oil | VA | 0 | 0 | 0 | 0 | 0 | 0 | 0 | 0 | 0 | 0 | 0
heavy or residual fuel oil | VA | 0 | 0 | 0 | 0 | 0 | 0 | 0 | 0 | 0 | 0 | 0
municipal solid waste | VA | 0 | 0 | 0 | 0 | 0 | 0 | 0 | 0 | 0 | 0 | 0
hard coal | SD | 0 | 0 | 0 | 0 | 0 | 0 | 0 | 0 | 0 | 0 | 0
natural gas nonpeaker | SD | 0 | 0 | 0 | 0 | 0 | 0 | 0 | 0 | 0 | 0 | 0
nuclear | SD | 0 | 0 | 0 | 0 | 0 | 0 | 0 | 0 | 0 | 0 | 0
hydro | SD | 0 | 0 | 0 | 0 | 0 | 0 | 0 | 0 | 0 | 0 | 0
onshore wind | SD | 0 | 783.7 | 153.6 | 0 | 0 | 0 | 0 | 0 | 0 | 0 | 0
solar PV | SD | 0 | 0 | 0 | 0 | 0 | 0 | 0 | 0 | 0 | 0 | 0
solar thermal | SD | 0 | 0 | 0 | 0 | 0 | 0 | 0 | 0 | 0 | 0 | 0
biomass | SD | 0 | 0 | 0 | 0 | 0 | 0 | 0 | 0 | 0 | 0 | 0
geothermal | SD | 0 | 0 | 0 | 0 | 0 | 0 | 0 | 0 | 0 | 0 | 0
petroleum | SD | 0 | 0 | 0 | 0 | 0 | 0 | 0 | 0 | 0 | 0 | 0
natural gas peaker | SD | 0 | 0 | 349 | 0 | 0 | 0 | 0 | 0 | 0 | 0 | 0
lignite | SD | 0 | 0 | 0 | 0 | 0 | 0 | 0 | 0 | 0 | 0 | 0
offshore wind | SD | 0 | 0 | 0 | 0 | 0 | 0 | 0 | 0 | 0 | 0 | 0
crude oil | SD | 0 | 0 | 0 | 0 | 0 | 0 | 0 | 0 | 0 | 0 | 0
heavy or residual fuel oil | SD | 0 | 0 | 0 | 0 | 0 | 0 | 0 | 0 | 0 | 0 | 0
municipal solid waste | SD | 0 | 0 | 0 | 0 | 0 | 0 | 0 | 0 | 0 | 0 | 0
hard coal | SC | 0 | 0 | 0 | 0 | 0 | 0 | 0 | 0 | 0 | 0 | 0
natural gas nonpeaker | SC | 0 | 0 | 0 | 0 | 0 | 0 | 0 | 0 | 0 | 0 | 0
nuclear | SC | 0 | 18 | 0 | 0 | 0 | 0 | 0 | 0 | 0 | 0 | 0
hydro | SC | 0 | 1 | 0 | 0 | 0 | 0 | 0 | 0 | 0 | 0 | 0
onshore wind | SC | 0 | 0 | 0 | 0 | 0 | 0 | 0 | 0 | 0 | 0 | 0
solar PV | SC | 0 | 524.6 | 47.3 | 1193.1 | 0 | 0 | 0 | 0 | 0 | 0 | 0
solar thermal | SC | 0 | 0 | 0 | 0 | 0 | 0 | 0 | 0 | 0 | 0 | 0
biomass | SC | 0 | 0 | 0 | 0 | 0 | 0 | 0 | 0 | 0 | 0 | 0
geothermal | SC | 0 | 0 | 0 | 0 | 0 | 0 | 0 | 0 | 0 | 0 | 0
petroleum | SC | 0 | 0 | 0 | 0 | 0 | 0 | 0 | 0 | 0 | 0 | 0
natural gas peaker | SC | 0 | 0 | 0 | 0 | 0 | 0 | 0 | 0 | 0 | 0 | 0
lignite | SC | 0 | 0 | 0 | 0 | 0 | 0 | 0 | 0 | 0 | 0 | 0
offshore wind | SC | 0 | 0 | 0 | 0 | 0 | 0 | 0 | 0 | 0 | 0 | 0
crude oil | SC | 0 | 0 | 0 | 0 | 0 | 0 | 0 | 0 | 0 | 0 | 0
heavy or residual fuel oil | SC | 0 | 0 | 0 | 0 | 0 | 0 | 0 | 0 | 0 | 0 | 0
municipal solid waste | SC | 0 | 0 | 0 | 0 | 0 | 0 | 0 | 0 | 0 | 0 | 0
hard coal | UT | 0 | 0 | 0 | 0 | 0 | 0 | 0 | 0 | 0 | 0 | 0
natural gas nonpeaker | UT | 0 | 0 | 0 | 0 | 0 | 0 | 0 | 0 | 0 | 0 | 0
nuclear | UT | 0 | 0 | 0 | 0 | 0 | 0 | 0 | 0 | 0 | 0 | 0
hydro | UT | 0 | 0 | 0 | 0 | 0 | 0 | 0 | 0 | 0 | 0 | 0
onshore wind | UT | 0 | 1.5 | 0 | 0 | 0 | 0 | 0 | 0 | 0 | 0 | 0
solar PV | UT | 0 | 281 | 243.4 | 0 | 0 | 0 | 0 | 0 | 0 | 0 | 0
solar thermal | UT | 0 | 0 | 0 | 0 | 0 | 0 | 0 | 0 | 0 | 0 | 0
biomass | UT | 0 | 0 | 0 | 0 | 0 | 0 | 0 | 0 | 0 | 0 | 0
geothermal | UT | 0 | 0 | 0 | 0 | 0 | 0 | 0 | 0 | 0 | 0 | 0
petroleum | UT | 0 | 0 | 0 | 0 | 0 | 0 | 0 | 0 | 0 | 0 | 0
natural gas peaker | UT | 0 | 14 | 0 | 0 | 0 | 0 | 0 | 0 | 0 | 0 | 0
lignite | UT | 0 | 0 | 0 | 0 | 0 | 0 | 0 | 0 | 0 | 0 | 0
offshore wind | UT | 0 | 0 | 0 | 0 | 0 | 0 | 0 | 0 | 0 | 0 | 0
crude oil | UT | 0 | 0 | 0 | 0 | 0 | 0 | 0 | 0 | 0 | 0 | 0
heavy or residual fuel oil | UT | 0 | 0 | 0 | 0 | 0 | 0 | 0 | 0 | 0 | 0 | 0
municipal solid waste | UT | 0 | 0 | 0 | 0 | 0 | 0 | 0 | 0 | 0 | 0 | 0
hard coal | GA | 0 | 0 | 0 | 0 | 0 | 0 | 0 | 0 | 0 | 0 | 0
natural gas nonpeaker | GA | 0 | 0 | 0 | 0 | 0 | 0 | 0 | 0 | 0 | 0 | 0
nuclear | GA | 0 | 0 | 1114 | 1100 | 0 | 0 | 0 | 0 | 0 | 0 | 0
hydro | GA | 0 | 0 | 0 | 0 | 0 | 0 | 0 | 0 | 0 | 0 | 0
onshore wind | GA | 0 | 0 | 0 | 0 | 0 | 0 | 0 | 0 | 0 | 0 | 0
solar PV | GA | 0 | 735.5 | 784.3 | 0 | 118 | 0 | 0 | 0 | 0 | 0 | 0
solar thermal | GA | 0 | 0 | 0 | 0 | 0 | 0 | 0 | 0 | 0 | 0 | 0
biomass | GA | 0 | 0 | 0 | 0 | 0 | 0 | 0 | 0 | 0 | 0 | 0
geothermal | GA | 0 | 0 | 0 | 0 | 0 | 0 | 0 | 0 | 0 | 0 | 0
petroleum | GA | 0 | 0.6 | 0 | 0 | 0 | 0 | 0 | 0 | 0 | 0 | 0
natural gas peaker | GA | 0 | 0 | 0 | 0 | 0 | 0 | 0 | 0 | 0 | 0 | 0
lignite | GA | 0 | 0 | 0 | 0 | 0 | 0 | 0 | 0 | 0 | 0 | 0
offshore wind | GA | 0 | 0 | 0 | 0 | 0 | 0 | 0 | 0 | 0 | 0 | 0
crude oil | GA | 0 | 0 | 0 | 0 | 0 | 0 | 0 | 0 | 0 | 0 | 0
heavy or residual fuel oil | GA | 0 | 0 | 0 | 0 | 0 | 0 | 0 | 0 | 0 | 0 | 0
municipal solid waste | GA | 0 | 0 | 0 | 0 | 0 | 0 | 0 | 0 | 0 | 0 | 0
hard coal | MS | 0 | 0 | 0 | 0 | 0 | 0 | 0 | 0 | 0 | 0 | 0
natural gas nonpeaker | MS | 0 | 31.1 | 0 | 0 | 0 | 0 | 0 | 0 | 0 | 0 | 0
nuclear | MS | 0 | 0 | 0 | 0 | 0 | 0 | 0 | 0 | 0 | 0 | 0
hydro | MS | 0 | 0 | 0 | 0 | 0 | 0 | 0 | 0 | 0 | 0 | 0
onshore wind | MS | 0 | 0 | 0 | 0 | 0 | 0 | 0 | 0 | 0 | 0 | 0
solar PV | MS | 0 | 0 | 100 | 200 | 0 | 0 | 0 | 0 | 0 | 0 | 0
solar thermal | MS | 0 | 0 | 0 | 0 | 0 | 0 | 0 | 0 | 0 | 0 | 0
biomass | MS | 0 | 0 | 0 | 0 | 0 | 0 | 0 | 0 | 0 | 0 | 0
geothermal | MS | 0 | 0 | 0 | 0 | 0 | 0 | 0 | 0 | 0 | 0 | 0
petroleum | MS | 0 | 0 | 0 | 0 | 0 | 0 | 0 | 0 | 0 | 0 | 0
natural gas peaker | MS | 0 | 31.3 | 0 | 0 | 0 | 0 | 0 | 0 | 0 | 0 | 0
lignite | MS | 0 | 0 | 0 | 0 | 0 | 0 | 0 | 0 | 0 | 0 | 0
offshore wind | MS | 0 | 0 | 0 | 0 | 0 | 0 | 0 | 0 | 0 | 0 | 0
crude oil | MS | 0 | 0 | 0 | 0 | 0 | 0 | 0 | 0 | 0 | 0 | 0
heavy or residual fuel oil | MS | 0 | 0 | 0 | 0 | 0 | 0 | 0 | 0 | 0 | 0 | 0
municipal solid waste | MS | 0 | 0 | 0 | 0 | 0 | 0 | 0 | 0 | 0 | 0 | 0
hard coal | MT | 0 | 0 | 0 | 0 | 0 | 0 | 0 | 0 | 0 | 0 | 0
natural gas nonpeaker | MT | 0 | 0 | 0 | 0 | 0 | 0 | 0 | 0 | 0 | 0 | 0
nuclear | MT | 0 | 0 | 0 | 0 | 0 | 0 | 0 | 0 | 0 | 0 | 0
hydro | MT | 0 | 23.7 | 0 | 0 | 0 | 0 | 0 | 0 | 0 | 0 | 0
onshore wind | MT | 0 | 81.6 | 0 | 80 | 0 | 0 | 0 | 0 | 0 | 0 | 0
solar PV | MT | 0 | 0 | 0 | 80 | 0 | 0 | 0 | 0 | 0 | 0 | 0
solar thermal | MT | 0 | 0 | 0 | 0 | 0 | 0 | 0 | 0 | 0 | 0 | 0
biomass | MT | 0 | 1.6 | 0 | 0 | 0 | 0 | 0 | 0 | 0 | 0 | 0
geothermal | MT | 0 | 0 | 0 | 0 | 0 | 0 | 0 | 0 | 0 | 0 | 0
petroleum | MT | 0 | 0 | 0 | 0 | 0 | 0 | 0 | 0 | 0 | 0 | 0
natural gas peaker | MT | 0 | 0 | 0 | 0 | 0 | 0 | 0 | 0 | 0 | 0 | 0
lignite | MT | 0 | 0 | 0 | 0 | 0 | 0 | 0 | 0 | 0 | 0 | 0
offshore wind | MT | 0 | 0 | 0 | 0 | 0 | 0 | 0 | 0 | 0 | 0 | 0
crude oil | MT | 0 | 0 | 0 | 0 | 0 | 0 | 0 | 0 | 0 | 0 | 0
heavy or residual fuel oil | MT | 0 | 0 | 0 | 0 | 0 | 0 | 0 | 0 | 0 | 0 | 0
municipal solid waste | MT | 0 | 0 | 0 | 0 | 0 | 0 | 0 | 0 | 0 | 0 | 0
hard coal | USA_for_reference | 0 | 0 | 0 | 0 | 0 | 0 | 0 | 0 | 0 | 0 | 0
natural gas nonpeaker | USA_for_reference | 0 | 4831.9 | 4070 | 13689 | 7510 | 2672 | 3198 | 0 | 0 | 0 | 0
nuclear | USA_for_reference | 0 | 0 | 1100 | 1100 | 0 | 0 | 0 | 380 | 190 | 0 | 0
hydro | USA_for_reference | 0 | 151.9 | 107 | 20 | 178 | 0 | 9 | 0 | 10 | 0 | 0
onshore wind | USA_for_reference | 0 | 14777.8 | 15281 | 3601 | 2447 | 896 | 1360 | 750 | 0 | 0 | 0
solar PV | USA_for_reference | 0 | 10526.2 | 16266 | 12316 | 8213 | 1100 | 208 | 0 | 0 | 0 | 0
solar thermal | USA_for_reference | 0 | 0 | 0 | 0 | 0 | 0 | 0 | 0 | 0 | 0 | 0
biomass | USA_for_reference | 0 | 0 | 43 | 58 | 19 | 3 | 0 | 0 | 0 | 0 | 0
geothermal | USA_for_reference | 0 | 16.5 | 42 | 0 | 0 | 0 | 0 | 0 | 0 | 0 | 0
petroleum | USA_for_reference | 0 | 0 | 2 | 0 | 0 | 0 | 0 | 0 | 0 | 0 | 0
natural gas peaker | USA_for_reference | 0 | 3009.8 | 2251 | 1146 | 1064 | 517 | 60 | 0 | 0 | 0 | 0
lignite | USA_for_reference | 0 | 0 | 0 | 0 | 0 | 0 | 0 | 0 | 0 | 0 | 0
offshore wind | USA_for_reference | 0 | 0 | 12 | 20 | 920 | 1100 | 0 | 0 | 0 | 0 | 0
crude oil | USA_for_reference | 0 | 0 | 0 | 0 | 0 | 0 | 0 | 0 | 0 | 0 | 0
heavy or residual fuel oil | USA_for_reference | 0 | 0 | 0 | 0 | 0 | 0 | 0 | 0 | 0 | 0 | 0
municipal solid waste | USA_for_reference | 0 | 1.1 | 0 | 0 | 0 | 0 | 0 | 0 | 0 | 0 | 0
hard coal | MO | 0 | 23.5 | 0 | 0 | 0 | 0 | 0 | 0 | 0 | 0 | 0
natural gas nonpeaker | MO | 0 | 27.3 | 0 | 0 | 0 | 0 | 0 | 0 | 0 | 0 | 0
nuclear | MO | 0 | 57 | 0 | 0 | 0 | 0 | 0 | 0 | 0 | 0 | 0
hydro | MO | 0 | 0 | 0 | 0 | 0 | 0 | 0 | 0 | 0 | 0 | 0
onshore wind | MO | 0 | 1027.9 | 149.4 | 0 | 0 | 0 | 0 | 0 | 0 | 0 | 0
solar PV | MO | 0 | 1.6 | 0 | 0 | 0 | 0 | 0 | 0 | 0 | 0 | 0
solar thermal | MO | 0 | 0 | 0 | 0 | 0 | 0 | 0 | 0 | 0 | 0 | 0
biomass | MO | 0 | 0 | 0 | 0 | 0 | 0 | 0 | 0 | 0 | 0 | 0
geothermal | MO | 0 | 0 | 0 | 0 | 0 | 0 | 0 | 0 | 0 | 0 | 0
petroleum | MO | 0 | 7.1 | 0 | 0 | 0 | 0 | 0 | 0 | 0 | 0 | 0
natural gas peaker | MO | 0 | 0 | 0 | 0 | 0 | 0 | 0 | 0 | 0 | 0 | 0
lignite | MO | 0 | 0 | 0 | 0 | 0 | 0 | 0 | 0 | 0 | 0 | 0
offshore wind | MO | 0 | 0 | 0 | 0 | 0 | 0 | 0 | 0 | 0 | 0 | 0
crude oil | MO | 0 | 0 | 0 | 0 | 0 | 0 | 0 | 0 | 0 | 0 | 0
heavy or residual fuel oil | MO | 0 | 0 | 0 | 0 | 0 | 0 | 0 | 0 | 0 | 0 | 0
municipal solid waste | MO | 0 | 0 | 0 | 0 | 0 | 0 | 0 | 0 | 0 | 0 | 0
hard coal | MA | 0 | 0 | 0 | 0 | 0 | 0 | 0 | 0 | 0 | 0 | 0
natural gas nonpeaker | MA | 0 | 0 | 0 | 0 | 0 | 0 | 0 | 0 | 0 | 0 | 0
nuclear | MA | 0 | 0 | 0 | 0 | 0 | 0 | 0 | 0 | 0 | 0 | 0
hydro | MA | 0 | 0 | 0 | 0 | 0 | 0 | 0 | 0 | 0 | 0 | 0
onshore wind | MA | 0 | 5 | 0 | 0 | 0 | 0 | 0 | 0 | 0 | 0 | 0
solar PV | MA | 0 | 210 | 87.3 | 14.6 | 0 | 0 | 0 | 0 | 0 | 0 | 0
solar thermal | MA | 0 | 0 | 0 | 0 | 0 | 0 | 0 | 0 | 0 | 0 | 0
biomass | MA | 0 | 0 | 0 | 0 | 0 | 0 | 0 | 0 | 0 | 0 | 0
geothermal | MA | 0 | 0 | 0 | 0 | 0 | 0 | 0 | 0 | 0 | 0 | 0
petroleum | MA | 0 | 0 | 0 | 0 | 0 | 0 | 0 | 0 | 0 | 0 | 0
natural gas peaker | MA | 0 | 0 | 0 | 0 | 0 | 0 | 0 | 0 | 0 | 0 | 0
lignite | MA | 0 | 0 | 0 | 0 | 0 | 0 | 0 | 0 | 0 | 0 | 0
offshore wind | MA | 0 | 0 | 0 | 0 | 0 | 0 | 0 | 0 | 0 | 0 | 0
crude oil | MA | 0 | 0 | 0 | 0 | 0 | 0 | 0 | 0 | 0 | 0 | 0
heavy or residual fuel oil | MA | 0 | 0 | 0 | 0 | 0 | 0 | 0 | 0 | 0 | 0 | 0
municipal solid waste | MA | 0 | 0 | 0 | 0 | 0 | 0 | 0 | 0 | 0 | 0 | 0
hard coal | AK | 0 | 0 | 0 | 0 | 0 | 0 | 0 | 0 | 0 | 0 | 0
natural gas nonpeaker | AK | 0 | 25.5 | 0 | 0 | 1500.7 | 0 | 0 | 0 | 0 | 0 | 0
nuclear | AK | 0 | 19.1 | 0 | 0 | 0 | 0 | 0 | 0 | 0 | 0 | 0
hydro | AK | 0 | 0 | 0 | 0 | 0 | 0 | 0 | 0 | 0 | 0 | 0
onshore wind | AK | 0 | 0 | 0 | 0 | 0 | 0 | 0 | 0 | 0 | 0 | 0
solar PV | AK | 0 | 0 | 227 | 160 | 0 | 0 | 0 | 0 | 0 | 0 | 0
solar thermal | AK | 0 | 0 | 0 | 0 | 0 | 0 | 0 | 0 | 0 | 0 | 0
biomass | AK | 0 | 0 | 0 | 0 | 0 | 0 | 0 | 0 | 0 | 0 | 0
geothermal | AK | 0 | 0 | 0 | 0 | 0 | 0 | 0 | 0 | 0 | 0 | 0
petroleum | AK | 0 | 0 | 0 | 0 | 0 | 0 | 0 | 0 | 0 | 0 | 0
natural gas peaker | AK | 0 | 0 | 0 | 0 | 0 | 0 | 0 | 0 | 0 | 0 | 0
lignite | AK | 0 | 0 | 0 | 0 | 0 | 0 | 0 | 0 | 0 | 0 | 0
offshore wind | AK | 0 | 0 | 0 | 0 | 0 | 0 | 0 | 0 | 0 | 0 | 0
crude oil | AK | 0 | 0 | 0 | 0 | 0 | 0 | 0 | 0 | 0 | 0 | 0
heavy or residual fuel oil | AK | 0 | 0 | 0 | 0 | 0 | 0 | 0 | 0 | 0 | 0 | 0
municipal solid waste | AK | 0 | 0 | 0 | 0 | 0 | 0 | 0 | 0 | 0 | 0 | 0
hard coal | KY | 0 | 0 | 0 | 0 | 0 | 0 | 0 | 0 | 0 | 0 | 0
natural gas nonpeaker | KY | 0 | 0 | 0 | 0 | 0 | 0 | 0 | 0 | 0 | 0 | 0
nuclear | KY | 0 | 0 | 0 | 0 | 0 | 0 | 0 | 0 | 0 | 0 | 0
hydro | KY | 0 | 0 | 2.5 | 0 | 2.5 | 0 | 0 | 0 | 0 | 0 | 0
onshore wind | KY | 0 | 0 | 0 | 0 | 0 | 0 | 0 | 0 | 0 | 0 | 0
solar PV | KY | 0 | 0 | 0 | 0 | 0 | 0 | 0 | 0 | 0 | 0 | 0
solar thermal | KY | 0 | 0 | 0 | 0 | 0 | 0 | 0 | 0 | 0 | 0 | 0
biomass | KY | 0 | 0 | 0 | 0 | 0 | 0 | 0 | 0 | 0 | 0 | 0
geothermal | KY | 0 | 0 | 0 | 0 | 0 | 0 | 0 | 0 | 0 | 0 | 0
petroleum | KY | 0 | 0 | 0 | 0 | 0 | 0 | 0 | 0 | 0 | 0 | 0
natural gas peaker | KY | 0 | 0 | 0 | 0 | 0 | 0 | 0 | 0 | 0 | 0 | 0
lignite | KY | 0 | 0 | 0 | 0 | 0 | 0 | 0 | 0 | 0 | 0 | 0
offshore wind | KY | 0 | 0 | 0 | 0 | 0 | 0 | 0 | 0 | 0 | 0 | 0
crude oil | KY | 0 | 0 | 0 | 0 | 0 | 0 | 0 | 0 | 0 | 0 | 0
heavy or residual fuel oil | KY | 0 | 0 | 0 | 0 | 0 | 0 | 0 | 0 | 0 | 0 | 0
municipal solid waste | KY | 0 | 0 | 0 | 0 | 0 | 0 | 0 | 0 | 0 | 0 | 0
hard coal | AL | 0 | 0 | 0 | 0 | 0 | 0 | 0 | 0 | 0 | 0 | 0
natural gas nonpeaker | AL | 0 | 25.5 | 0 | 0 | 1500.7 | 0 | 0 | 0 | 0 | 0 | 0
nuclear | AL | 0 | 19.1 | 0 | 0 | 0 | 0 | 0 | 0 | 0 | 0 | 0
hydro | AL | 0 | 0 | 0 | 0 | 0 | 0 | 0 | 0 | 0 | 0 | 0
onshore wind | AL | 0 | 0 | 0 | 0 | 0 | 0 | 0 | 0 | 0 | 0 | 0
solar PV | AL | 0 | 0 | 227 | 160 | 0 | 0 | 0 | 0 | 0 | 0 | 0
solar thermal | AL | 0 | 0 | 0 | 0 | 0 | 0 | 0 | 0 | 0 | 0 | 0
biomass | AL | 0 | 0 | 0 | 0 | 0 | 0 | 0 | 0 | 0 | 0 | 0
geothermal | AL | 0 | 0 | 0 | 0 | 0 | 0 | 0 | 0 | 0 | 0 | 0
petroleum | AL | 0 | 0 | 0 | 0 | 0 | 0 | 0 | 0 | 0 | 0 | 0
natural gas peaker | AL | 0 | 0 | 0 | 0 | 0 | 0 | 0 | 0 | 0 | 0 | 0
lignite | AL | 0 | 0 | 0 | 0 | 0 | 0 | 0 | 0 | 0 | 0 | 0
offshore wind | AL | 0 | 0 | 0 | 0 | 0 | 0 | 0 | 0 | 0 | 0 | 0
crude oil | AL | 0 | 0 | 0 | 0 | 0 | 0 | 0 | 0 | 0 | 0 | 0
heavy or residual fuel oil | AL | 0 | 0 | 0 | 0 | 0 | 0 | 0 | 0 | 0 | 0 | 0
municipal solid waste | AL | 0 | 0 | 0 | 0 | 0 | 0 | 0 | 0 | 0 | 0 | 0
hard coal | NH | 0 | 0 | 0 | 0 | 0 | 0 | 0 | 0 | 0 | 0 | 0
natural gas nonpeaker | NH | 0 | 0 | 0 | 0 | 0 | 0 | 0 | 0 | 0 | 0 | 0
nuclear | NH | 0 | 0 | 0 | 0 | 0 | 0 | 0 | 0 | 0 | 0 | 0
hydro | NH | 0 | 0 | 0 | 0 | 0 | 0 | 0 | 0 | 0 | 0 | 0
onshore wind | NH | 0 | 0 | 0 | 0 | 0 | 0 | 0 | 0 | 0 | 0 | 0
solar PV | NH | 0 | 2.4 | 0 | 0 | 0 | 0 | 0 | 0 | 0 | 0 | 0
solar thermal | NH | 0 | 0 | 0 | 0 | 0 | 0 | 0 | 0 | 0 | 0 | 0
biomass | NH | 0 | 0 | 0 | 0 | 0 | 0 | 0 | 0 | 0 | 0 | 0
geothermal | NH | 0 | 0 | 0 | 0 | 0 | 0 | 0 | 0 | 0 | 0 | 0
petroleum | NH | 0 | 0 | 0 | 0 | 0 | 0 | 0 | 0 | 0 | 0 | 0
natural gas peaker | NH | 0 | 0 | 0 | 0 | 0 | 0 | 0 | 0 | 0 | 0 | 0
lignite | NH | 0 | 0 | 0 | 0 | 0 | 0 | 0 | 0 | 0 | 0 | 0
offshore wind | NH | 0 | 0 | 0 | 0 | 0 | 0 | 0 | 0 | 0 | 0 | 0
crude oil | NH | 0 | 0 | 0 | 0 | 0 | 0 | 0 | 0 | 0 | 0 | 0
heavy or residual fuel oil | NH | 0 | 0 | 0 | 0 | 0 | 0 | 0 | 0 | 0 | 0 | 0
municipal solid waste | NH | 0 | 0 | 0 | 0 | 0 | 0 | 0 | 0 | 0 | 0 | 0
hard coal | MN | 0 | 0 | 0 | 0 | 0 | 0 | 0 | 0 | 0 | 0 | 0
natural gas nonpeaker | MN | 0 | 0 | 0 | 0 | 0 | 0 | 0 | 0 | 0 | 0 | 0
nuclear | MN | 0 | 0 | 0 | 0 | 0 | 0 | 0 | 0 | 0 | 0 | 0
hydro | MN | 0 | 8.6 | 0 | 0 | 0 | 0 | 0 | 0 | 0 | 0 | 0
onshore wind | MN | 0 | 678.6 | 0 | 0 | 0 | 0 | 0 | 0 | 0 | 0 | 0
solar PV | MN | 0 | 177.3 | 34 | 2 | 80 | 0 | 0 | 0 | 0 | 0 | 0
solar thermal | MN | 0 | 0 | 0 | 0 | 0 | 0 | 0 | 0 | 0 | 0 | 0
biomass | MN | 0 | 0 | 0 | 0 | 0 | 0 | 0 | 0 | 0 | 0 | 0
geothermal | MN | 0 | 0 | 0 | 0 | 0 | 0 | 0 | 0 | 0 | 0 | 0
petroleum | MN | 0 | 8.4 | 0 | 0 | 0 | 0 | 0 | 0 | 0 | 0 | 0
natural gas peaker | MN | 0 | 10.7 | 0 | 0 | 0 | 0 | 0 | 0 | 0 | 0 | 0
lignite | MN | 0 | 0 | 0 | 0 | 0 | 0 | 0 | 0 | 0 | 0 | 0
offshore wind | MN | 0 | 0 | 0 | 0 | 0 | 0 | 0 | 0 | 0 | 0 | 0
crude oil | MN | 0 | 0 | 0 | 0 | 0 | 0 | 0 | 0 | 0 | 0 | 0
heavy or residual fuel oil | MN | 0 | 0 | 0 | 0 | 0 | 0 | 0 | 0 | 0 | 0 | 0
municipal solid waste | MN | 0 | 0 | 0 | 0 | 0 | 0 | 0 | 0 | 0 | 0 | 0
hard coal | MI | 0 | 0 | 0 | 0 | 0 | 0 | 0 | 0 | 0 | 0 | 0
natural gas nonpeaker | MI | 0 | 1.7 | 205.2 | 2441.8 | 0 | 0 | 500 | 0 | 0 | 0 | 0
nuclear | MI | 0 | 0 | 0 | 0 | 0 | 0 | 0 | 0 | 0 | 0 | 0
hydro | MI | 0 | 0 | 0 | 0 | 0 | 0 | 0 | 0 | 0 | 0 | 0
onshore wind | MI | 0 | 448.6 | 456.3 | 0 | 0 | 0 | 0 | 0 | 0 | 0 | 0
solar PV | MI | 0 | 126.8 | 110 | 0 | 0 | 0 | 0 | 0 | 0 | 0 | 0
solar thermal | MI | 0 | 0 | 0 | 0 | 0 | 0 | 0 | 0 | 0 | 0 | 0
biomass | MI | 0 | 8 | 0 | 0 | 0 | 0 | 0 | 0 | 0 | 0 | 0
geothermal | MI | 0 | 0 | 0 | 0 | 0 | 0 | 0 | 0 | 0 | 0 | 0
petroleum | MI | 0 | 0 | 0 | 0 | 0 | 0 | 0 | 0 | 0 | 0 | 0
natural gas peaker | MI | 0 | 0 | 58 | 0 | 0 | 0 | 0 | 0 | 0 | 0 | 0
lignite | MI | 0 | 0 | 0 | 0 | 0 | 0 | 0 | 0 | 0 | 0 | 0
offshore wind | MI | 0 | 0 | 0 | 0 | 0 | 0 | 0 | 0 | 0 | 0 | 0
crude oil | MI | 0 | 0 | 0 | 0 | 0 | 0 | 0 | 0 | 0 | 0 | 0
heavy or residual fuel oil | MI | 0 | 0 | 0 | 0 | 0 | 0 | 0 | 0 | 0 | 0 | 0
municipal solid waste | MI | 0 | 0 | 0 | 0 | 0 | 0 | 0 | 0 | 0 | 0 | 0
hard coal | OK | 0 | 9 | 0 | 0 | 0 | 0 | 0 | 0 | 0 | 0 | 0
natural gas nonpeaker | OK | 0 | 13.6 | 0 | 0 | 0 | 0 | 0 | 0 | 0 | 0 | 0
nuclear | OK | 0 | 0 | 0 | 0 | 0 | 0 | 0 | 0 | 0 | 0 | 0
hydro | OK | 0 | 0 | 0 | 0 | 0 | 0 | 0 | 0 | 0 | 0 | 0
onshore wind | OK | 0 | 1150.3 | 930.6 | 1199 | 0 | 0 | 0 | 0 | 0 | 0 | 0
solar PV | OK | 0 | 10 | 5 | 0 | 0 | 0 | 0 | 0 | 0 | 0 | 0
solar thermal | OK | 0 | 0 | 0 | 0 | 0 | 0 | 0 | 0 | 0 | 0 | 0
biomass | OK | 0 | 1.4 | 0 | 0 | 0 | 0 | 0 | 0 | 0 | 0 | 0
geothermal | OK | 0 | 0 | 0 | 0 | 0 | 0 | 0 | 0 | 0 | 0 | 0
petroleum | OK | 0 | 5.4 | 0 | 0 | 0 | 0 | 0 | 0 | 0 | 0 | 0
natural gas peaker | OK | 0 | 159.3 | 0 | 0 | 0 | 0 | 0 | 0 | 0 | 0 | 0
lignite | OK | 0 | 0 | 0 | 0 | 0 | 0 | 0 | 0 | 0 | 0 | 0
offshore wind | OK | 0 | 0 | 0 | 0 | 0 | 0 | 0 | 0 | 0 | 0 | 0
crude oil | OK | 0 | 0 | 0 | 0 | 0 | 0 | 0 | 0 | 0 | 0 | 0
heavy or residual fuel oil | OK | 0 | 0 | 0 | 0 | 0 | 0 | 0 | 0 | 0 | 0 | 0
municipal solid waste | OK | 0 | 0 | 0 | 0 | 0 | 0 | 0 | 0 | 0 | 0 | 0
hard coal | IN | 0 | 12.6 | 0 | 0 | 0 | 0 | 0 | 0 | 0 | 0 | 0
natural gas nonpeaker | IN | 0 | 9 | 0 | 0 | 0 | 0 | 0 | 0 | 0 | 0 | 0
nuclear | IN | 0 | 0 | 0 | 0 | 0 | 0 | 0 | 0 | 0 | 0 | 0
hydro | IN | 0 | 0 | 0 | 0 | 0 | 0 | 0 | 0 | 0 | 0 | 0
onshore wind | IN | 0 | 630.6 | 502.4 | 0 | 0 | 0 | 0 | 0 | 0 | 0 | 0
solar PV | IN | 0 | 44.2 | 108.7 | 6.8 | 0 | 0 | 0 | 0 | 0 | 0 | 0
solar thermal | IN | 0 | 0 | 0 | 0 | 0 | 0 | 0 | 0 | 0 | 0 | 0
biomass | IN | 0 | 1.4 | 0 | 0 | 0 | 0 | 0 | 0 | 0 | 0 | 0
geothermal | IN | 0 | 0 | 0 | 0 | 0 | 0 | 0 | 0 | 0 | 0 | 0
petroleum | IN | 0 | 0 | 0 | 0 | 0 | 0 | 0 | 0 | 0 | 0 | 0
natural gas peaker | IN | 0 | 0 | 0 | 0 | 0 | 0 | 0 | 0 | 0 | 0 | 0
lignite | IN | 0 | 0 | 0 | 0 | 0 | 0 | 0 | 0 | 0 | 0 | 0
offshore wind | IN | 0 | 0 | 0 | 0 | 0 | 0 | 0 | 0 | 0 | 0 | 0
crude oil | IN | 0 | 0 | 0 | 0 | 0 | 0 | 0 | 0 | 0 | 0 | 0
heavy or residual fuel oil | IN | 0 | 0 | 0 | 0 | 0 | 0 | 0 | 0 | 0 | 0 | 0
municipal solid waste | IN | 0 | 0 | 0 | 0 | 0 | 0 | 0 | 0 | 0 | 0 | 0
hard coal | CO | 0 | 0 | 0 | 0 | 0 | 0 | 0 | 0 | 0 | 0 | 0
natural gas nonpeaker | CO | 0 | 0 | 0 | 0 | 0 | 0 | 0 | 0 | 0 | 0 | 0
nuclear | CO | 0 | 0 | 0 | 0 | 0 | 0 | 0 | 0 | 0 | 0 | 0
hydro | CO | 0 | 6.9 | 0 | 0 | 0 | 0 | 0 | 0 | 0 | 0 | 0
onshore wind | CO | 0 | 958.7 | 104 | 0 | 0 | 0 | 0 | 0 | 0 | 0 | 0
solar PV | CO | 0 | 101.8 | 333 | 200 | 0 | 0 | 0 | 0 | 0 | 0 | 0
solar thermal | CO | 0 | 0 | 0 | 0 | 0 | 0 | 0 | 0 | 0 | 0 | 0
biomass | CO | 0 | 0 | 0 | 0 | 0 | 0 | 0 | 0 | 0 | 0 | 0
geothermal | CO | 0 | 0 | 0 | 0 | 0 | 0 | 0 | 0 | 0 | 0 | 0
petroleum | CO | 0 | 0 | 0 | 0 | 0 | 0 | 0 | 0 | 0 | 0 | 0
natural gas peaker | CO | 0 | 131 | 0 | 0 | 0 | 0 | 0 | 0 | 0 | 0 | 0
lignite | CO | 0 | 0 | 0 | 0 | 0 | 0 | 0 | 0 | 0 | 0 | 0
offshore wind | CO | 0 | 0 | 0 | 0 | 0 | 0 | 0 | 0 | 0 | 0 | 0
crude oil | CO | 0 | 0 | 0 | 0 | 0 | 0 | 0 | 0 | 0 | 0 | 0
heavy or residual fuel oil | CO | 0 | 0 | 0 | 0 | 0 | 0 | 0 | 0 | 0 | 0 | 0
municipal solid waste | CO | 0 | 0 | 0 | 0 | 0 | 0 | 0 | 0 | 0 | 0 | 0
hard coal | CA | 0 | 0 | 0 | 0 | 0 | 0 | 0 | 0 | 0 | 0 | 0
natural gas nonpeaker | CA | 0 | 554.3 | 0 | 0 | 0 | 0 | 0 | 0 | 0 | 0 | 0
nuclear | CA | 0 | 0 | 0 | 0 | 0 | 0 | 0 | 0 | 0 | 0 | 0
hydro | CA | 0 | 36.8 | 1 | 1.4 | 0 | 0 | 0 | 0 | 0 | 0 | 0
onshore wind | CA | 0 | 0 | 277.7 | 5.6 | 0 | 0 | 0 | 0 | 0 | 0 | 0
solar PV | CA | 0 | 1700.5 | 1230.1 | 1369.6 | 480 | 0 | 0 | 0 | 0 | 0 | 0
solar thermal | CA | 0 | 0 | 0 | 0 | 0 | 0 | 0 | 0 | 0 | 0 | 0
biomass | CA | 0 | 0 | 0 | 0 | 0 | 0 | 0 | 0 | 0 | 0 | 0
geothermal | CA | 0 | 13.7 | 0 | 0 | 0 | 0 | 0 | 0 | 0 | 0 | 0
petroleum | CA | 0 | 0 | 0 | 0 | 0 | 0 | 0 | 0 | 0 | 0 | 0
natural gas peaker | CA | 0 | 199.7 | 0 | 0 | 0 | 0 | 0 | 0 | 0 | 0 | 0
lignite | CA | 0 | 0 | 0 | 0 | 0 | 0 | 0 | 0 | 0 | 0 | 0
offshore wind | CA | 0 | 0 | 0 | 0 | 0 | 0 | 0 | 0 | 0 | 0 | 0
crude oil | CA | 0 | 0 | 0 | 0 | 0 | 0 | 0 | 0 | 0 | 0 | 0
heavy or residual fuel oil | CA | 0 | 0 | 0 | 0 | 0 | 0 | 0 | 0 | 0 | 0 | 0
municipal solid waste | CA | 0 | 0 | 0 | 0 | 0 | 0 | 0 | 0 | 0 | 0 | 0
hard coal | IA | 0 | 0 | 0 | 0 | 0 | 0 | 0 | 0 | 0 | 0 | 0
natural gas nonpeaker | IA | 0 | 0 | 0 | 0 | 0 | 0 | 0 | 0 | 0 | 0 | 0
nuclear | IA | 0 | 0 | 0 | 0 | 0 | 0 | 0 | 0 | 0 | 0 | 0
hydro | IA | 0 | 4 | 36.4 | 0 | 0 | 0 | 0 | 0 | 0 | 0 | 0
onshore wind | IA | 0 | 1739.5 | 69.4 | 0 | 0 | 0 | 0 | 0 | 0 | 0 | 0
solar PV | IA | 0 | 7.6 | 0 | 0 | 0 | 0 | 0 | 0 | 0 | 0 | 0
solar thermal | IA | 0 | 0 | 0 | 0 | 0 | 0 | 0 | 0 | 0 | 0 | 0
biomass | IA | 0 | 0 | 0 | 0 | 0 | 0 | 0 | 0 | 0 | 0 | 0
geothermal | IA | 0 | 0 | 0 | 0 | 0 | 0 | 0 | 0 | 0 | 0 | 0
petroleum | IA | 0 | 6 | 1.8 | 0 | 0 | 0 | 0 | 0 | 0 | 0 | 0
natural gas peaker | IA | 0 | 80.7 | 56.4 | 0 | 0 | 0 | 0 | 0 | 0 | 0 | 0
lignite | IA | 0 | 0 | 0 | 0 | 0 | 0 | 0 | 0 | 0 | 0 | 0
offshore wind | IA | 0 | 0 | 0 | 0 | 0 | 0 | 0 | 0 | 0 | 0 | 0
crude oil | IA | 0 | 0 | 0 | 0 | 0 | 0 | 0 | 0 | 0 | 0 | 0
heavy or residual fuel oil | IA | 0 | 0 | 0 | 0 | 0 | 0 | 0 | 0 | 0 | 0 | 0
municipal solid waste | IA | 0 | 0 | 0 | 0 | 0 | 0 | 0 | 0 | 0 | 0 | 0
hard coal | CT | 0 | 0 | 0 | 0 | 0 | 0 | 0 | 0 | 0 | 0 | 0
natural gas nonpeaker | CT | 0 | 0 | 0 | 0 | 0 | 0 | 0 | 0 | 0 | 0 | 0
nuclear | CT | 0 | 0 | 0 | 0 | 0 | 0 | 0 | 0 | 0 | 0 | 0
hydro | CT | 0 | 0 | 0 | 0 | 0 | 0 | 0 | 0 | 0 | 0 | 0
onshore wind | CT | 0 | 0 | 0 | 0 | 0 | 0 | 0 | 0 | 0 | 0 | 0
solar PV | CT | 0 | 35.1 | 65.5 | 70 | 0 | 0 | 0 | 0 | 0 | 0 | 0
solar thermal | CT | 0 | 0 | 0 | 0 | 0 | 0 | 0 | 0 | 0 | 0 | 0
biomass | CT | 0 | 0 | 0 | 0 | 0 | 0 | 0 | 0 | 0 | 0 | 0
geothermal | CT | 0 | 0 | 0 | 0 | 0 | 0 | 0 | 0 | 0 | 0 | 0
petroleum | CT | 0 | 0 | 0 | 0 | 0 | 0 | 0 | 0 | 0 | 0 | 0
natural gas peaker | CT | 0 | 59.3 | 0 | 0 | 0 | 0 | 0 | 0 | 0 | 0 | 0
lignite | CT | 0 | 0 | 0 | 0 | 0 | 0 | 0 | 0 | 0 | 0 | 0
offshore wind | CT | 0 | 0 | 0 | 0 | 0 | 0 | 0 | 0 | 0 | 0 | 0
crude oil | CT | 0 | 0 | 0 | 0 | 0 | 0 | 0 | 0 | 0 | 0 | 0
heavy or residual fuel oil | CT | 0 | 0 | 0 | 0 | 0 | 0 | 0 | 0 | 0 | 0 | 0
municipal solid waste | CT | 0 | 0 | 0 | 0 | 0 | 0 | 0 | 0 | 0 | 0 | 0
hard coal | FL | 0 | 0 | 0 | 0 | 0 | 0 | 0 | 0 | 0 | 0 | 0
natural gas nonpeaker | FL | 0 | 80.8 | 45.5 | 2346.2 | 0 | 573 | 0 | 0 | 0 | 0 | 0
nuclear | FL | 0 | 40 | 0 | 0 | 0 | 0 | 0 | 0 | 0 | 0 | 0
hydro | FL | 0 | 0 | 0 | 0 | 0 | 0 | 0 | 0 | 0 | 0 | 0
onshore wind | FL | 0 | 0 | 0 | 0 | 0 | 0 | 0 | 0 | 0 | 0 | 0
solar PV | FL | 0 | 1701.7 | 521.9 | 224.7 | 0 | 0 | 0 | 0 | 0 | 0 | 0
solar thermal | FL | 0 | 0 | 0 | 0 | 0 | 0 | 0 | 0 | 0 | 0 | 0
biomass | FL | 0 | 0 | 0 | 0 | 0 | 0 | 0 | 0 | 0 | 0 | 0
geothermal | FL | 0 | 0 | 0 | 0 | 0 | 0 | 0 | 0 | 0 | 0 | 0
petroleum | FL | 0 | 0 | 0 | 0 | 0 | 0 | 0 | 0 | 0 | 0 | 0
natural gas peaker | FL | 0 | 2335.7 | 795.6 | 0 | 0 | 0 | 0 | 0 | 0 | 0 | 0
lignite | FL | 0 | 0 | 0 | 0 | 0 | 0 | 0 | 0 | 0 | 0 | 0
offshore wind | FL | 0 | 0 | 0 | 0 | 0 | 0 | 0 | 0 | 0 | 0 | 0
crude oil | FL | 0 | 0 | 0 | 0 | 0 | 0 | 0 | 0 | 0 | 0 | 0
heavy or residual fuel oil | FL | 0 | 0 | 0 | 0 | 0 | 0 | 0 | 0 | 0 | 0 | 0
municipal solid waste | FL | 0 | 0 | 0 | 0 | 0 | 0 | 0 | 0 | 0 | 0 | 0
hard coal | WV | 0 | 0 | 0 | 0 | 0 | 0 | 0 | 0 | 0 | 0 | 0
natural gas nonpeaker | WV | 0 | 0 | 0 | 0 | 0 | 0 | 0 | 0 | 0 | 0 | 0
nuclear | WV | 0 | 0 | 0 | 0 | 0 | 0 | 0 | 0 | 0 | 0 | 0
hydro | WV | 0 | 0 | 0 | 0 | 0 | 0 | 0 | 0 | 0 | 0 | 0
onshore wind | WV | 0 | 56.2 | 115 | 0 | 0 | 0 | 0 | 0 | 0 | 0 | 0
solar PV | WV | 0 | 0 | 0 | 0 | 0 | 0 | 0 | 0 | 0 | 0 | 0
solar thermal | WV | 0 | 0 | 0 | 0 | 0 | 0 | 0 | 0 | 0 | 0 | 0
biomass | WV | 0 | 3.2 | 0 | 0 | 0 | 0 | 0 | 0 | 0 | 0 | 0
geothermal | WV | 0 | 0 | 0 | 0 | 0 | 0 | 0 | 0 | 0 | 0 | 0
petroleum | WV | 0 | 0 | 0 | 0 | 0 | 0 | 0 | 0 | 0 | 0 | 0
natural gas peaker | WV | 0 | 0 | 0 | 0 | 0 | 0 | 0 | 0 | 0 | 0 | 0
lignite | WV | 0 | 0 | 0 | 0 | 0 | 0 | 0 | 0 | 0 | 0 | 0
offshore wind | WV | 0 | 0 | 0 | 0 | 0 | 0 | 0 | 0 | 0 | 0 | 0
crude oil | WV | 0 | 0 | 0 | 0 | 0 | 0 | 0 | 0 | 0 | 0 | 0
heavy or residual fuel oil | WV | 0 | 0 | 0 | 0 | 0 | 0 | 0 | 0 | 0 | 0 | 0
municipal solid waste | WV | 0 | 0 | 0 | 0 | 0 | 0 | 0 | 0 | 0 | 0 | 0
hard coal | RI | 0 | 0 | 0 | 0 | 0 | 0 | 0 | 0 | 0 | 0 | 0
natural gas nonpeaker | RI | 0 | 3 | 0 | 0 | 0 | 0 | 0 | 0 | 0 | 0 | 0
nuclear | RI | 0 | 0 | 0 | 0 | 0 | 0 | 0 | 0 | 0 | 0 | 0
hydro | RI | 0 | 0 | 0 | 0 | 0 | 0 | 0 | 0 | 0 | 0 | 0
onshore wind | RI | 0 | 0 | 0 | 0 | 0 | 0 | 0 | 0 | 0 | 0 | 0
solar PV | RI | 0 | 101.6 | 32.5 | 40 | 0 | 0 | 0 | 0 | 0 | 0 | 0
solar thermal | RI | 0 | 0 | 0 | 0 | 0 | 0 | 0 | 0 | 0 | 0 | 0
biomass | RI | 0 | 0 | 0 | 0 | 0 | 0 | 0 | 0 | 0 | 0 | 0
geothermal | RI | 0 | 0 | 0 | 0 | 0 | 0 | 0 | 0 | 0 | 0 | 0
petroleum | RI | 0 | 0 | 0 | 0 | 0 | 0 | 0 | 0 | 0 | 0 | 0
natural gas peaker | RI | 0 | 0 | 0 | 0 | 0 | 0 | 0 | 0 | 0 | 0 | 0
lignite | RI | 0 | 0 | 0 | 0 | 0 | 0 | 0 | 0 | 0 | 0 | 0
offshore wind | RI | 0 | 0 | 0 | 0 | 0 | 0 | 0 | 0 | 0 | 0 | 0
crude oil | RI | 0 | 0 | 0 | 0 | 0 | 0 | 0 | 0 | 0 | 0 | 0
heavy or residual fuel oil | RI | 0 | 0 | 0 | 0 | 0 | 0 | 0 | 0 | 0 | 0 | 0
municipal solid waste | RI | 0 | 0 | 0 | 0 | 0 | 0 | 0 | 0 | 0 | 0 | 0
hard coal | WY | 0 | 0 | 0 | 0 | 0 | 0 | 0 | 0 | 0 | 0 | 0
natural gas nonpeaker | WY | 0 | 0 | 0 | 0 | 0 | 0 | 0 | 0 | 0 | 0 | 0
nuclear | WY | 0 | 0 | 0 | 0 | 0 | 0 | 0 | 0 | 0 | 0 | 0
hydro | WY | 0 | 0 | 0 | 0 | 0 | 0 | 0 | 0 | 0 | 0 | 0
onshore wind | WY | 0 | 793 | 503.2 | 0 | 0 | 0 | 1500 | 1500 | 0 | 0 | 0
solar PV | WY | 0 | 0 | 0 | 0 | 0 | 0 | 0 | 0 | 0 | 0 | 0
solar thermal | WY | 0 | 0 | 0 | 0 | 0 | 0 | 0 | 0 | 0 | 0 | 0
biomass | WY | 0 | 0 | 0 | 0 | 0 | 0 | 0 | 0 | 0 | 0 | 0
geothermal | WY | 0 | 0 | 0 | 0 | 0 | 0 | 0 | 0 | 0 | 0 | 0
petroleum | WY | 0 | 0 | 0 | 0 | 0 | 0 | 0 | 0 | 0 | 0 | 0
natural gas peaker | WY | 0 | 247 | 0 | 0 | 0 | 0 | 0 | 0 | 0 | 0 | 0
lignite | WY | 0 | 0 | 0 | 0 | 0 | 0 | 0 | 0 | 0 | 0 | 0
offshore wind | WY | 0 | 0 | 0 | 0 | 0 | 0 | 0 | 0 | 0 | 0 | 0
crude oil | WY | 0 | 0 | 0 | 0 | 0 | 0 | 0 | 0 | 0 | 0 | 0
heavy or residual fuel oil | WY | 0 | 0 | 0 | 0 | 0 | 0 | 0 | 0 | 0 | 0 | 0
municipal solid waste | WY | 0 | 0 | 0 | 0 | 0 | 0 | 0 | 0 | 0 | 0 | 0
hard coal | TX | 0 | 0 | 0 | 0 | 0 | 0 | 0 | 0 | 0 | 0 | 0
natural gas nonpeaker | TX | 0 | 229.5 | 0 | 0 | 1486 | 0 | 0 | 0 | 0 | 0 | 0
nuclear | TX | 0 | 20 | 0 | 0 | 0 | 0 | 0 | 0 | 0 | 0 | 0
hydro | TX | 0 | 36.1 | 0 | 0 | 0 | 0 | 0 | 0 | 0 | 0 | 0
onshore wind | TX | 0 | 2257.8 | 5027.5 | 1248.2 | 0 | 0 | 0 | 0 | 0 | 0 | 0
solar PV | TX | 0 | 2507.7 | 3431.5 | 2030 | 200 | 377 | 0 | 0 | 0 | 0 | 0
solar thermal | TX | 0 | 0 | 0 | 0 | 0 | 0 | 0 | 0 | 0 | 0 | 0
biomass | TX | 0 | 0 | 0 | 0 | 0 | 0 | 0 | 0 | 0 | 0 | 0
geothermal | TX | 0 | 0 | 0 | 0 | 0 | 0 | 0 | 0 | 0 | 0 | 0
petroleum | TX | 0 | 0 | 0 | 0 | 0 | 0 | 0 | 0 | 0 | 0 | 0
natural gas peaker | TX | 0 | 0 | 851.5 | 363 | 0 | 0 | 0 | 0 | 0 | 0 | 0
lignite | TX | 0 | 0 | 0 | 0 | 0 | 0 | 0 | 0 | 0 | 0 | 0
offshore wind | TX | 0 | 0 | 0 | 0 | 0 | 0 | 0 | 0 | 0 | 0 | 0
crude oil | TX | 0 | 0 | 0 | 0 | 0 | 0 | 0 | 0 | 0 | 0 | 0
heavy or residual fuel oil | TX | 0 | 0 | 0 | 0 | 0 | 0 | 0 | 0 | 0 | 0 | 0
municipal solid waste | TX | 0 | 0 | 0 | 0 | 0 | 0 | 0 | 0 | 0 | 0 | 0
hard coal | PA | 0 | 0 | 0 | 0 | 0 | 0 | 0 | 0 | 0 | 0 | 0
natural gas nonpeaker | PA | 0 | 1035.9 | 664.7 | 0 | 0 | 0 | 0 | 0 | 0 | 0 | 0
nuclear | PA | 0 | 0 | 0 | 0 | 0 | 0 | 0 | 0 | 0 | 0 | 0
hydro | PA | 0 | 0 | 0 | 0 | 0 | 0 | 0 | 0 | 0 | 0 | 0
onshore wind | PA | 0 | 0 | 80 | 0 | 0 | 0 | 0 | 0 | 0 | 0 | 0
solar PV | PA | 0 | 88.1 | 3.3 | 0 | 0 | 0 | 0 | 0 | 0 | 0 | 0
solar thermal | PA | 0 | 0 | 0 | 0 | 0 | 0 | 0 | 0 | 0 | 0 | 0
biomass | PA | 0 | 0 | 0 | 0 | 0 | 0 | 0 | 0 | 0 | 0 | 0
geothermal | PA | 0 | 0 | 0 | 0 | 0 | 0 | 0 | 0 | 0 | 0 | 0
petroleum | PA | 0 | 0 | 0 | 0 | 0 | 0 | 0 | 0 | 0 | 0 | 0
natural gas peaker | PA | 0 | 805.7 | 0 | 0 | 0 | 0 | 0 | 0 | 0 | 0 | 0
lignite | PA | 0 | 0 | 0 | 0 | 0 | 0 | 0 | 0 | 0 | 0 | 0
offshore wind | PA | 0 | 0 | 0 | 0 | 0 | 0 | 0 | 0 | 0 | 0 | 0
crude oil | PA | 0 | 0 | 0 | 0 | 0 | 0 | 0 | 0 | 0 | 0 | 0
heavy or residual fuel oil | PA | 0 | 0 | 0 | 0 | 0 | 0 | 0 | 0 | 0 | 0 | 0
municipal solid waste | PA | 0 | 1.1 | 0 | 0 | 0 | 0 | 0 | 0 | 0 | 0 | 0
hard coal | NC | 0 | 0 | 0 | 0 | 0 | 0 | 0 | 0 | 0 | 0 | 0
natural gas nonpeaker | NC | 0 | 180.8 | 0 | 0 | 0 | 543.9 | 0 | 0 | 0 | 0 | 0
nuclear | NC | 0 | 0 | 0 | 0 | 0 | 0 | 0 | 0 | 0 | 0 | 0
hydro | NC | 0 | 5 | 0 | 0 | 0 | 0 | 0 | 0 | 0 | 0 | 0
onshore wind | NC | 0 | 0 | 0 | 0 | 0 | 0 | 0 | 0 | 0 | 0 | 0
solar PV | NC | 0 | 749.9 | 472.6 | 144.2 | 0 | 110 | 0 | 0 | 0 | 0 | 0
solar thermal | NC | 0 | 0 | 0 | 0 | 0 | 0 | 0 | 0 | 0 | 0 | 0
biomass | NC | 0 | 1.7 | 0 | 0 | 0 | 3.2 | 0 | 0 | 0 | 0 | 0
geothermal | NC | 0 | 0 | 0 | 0 | 0 | 0 | 0 | 0 | 0 | 0 | 0
petroleum | NC | 0 | 0 | 0 | 0 | 0 | 0 | 0 | 0 | 0 | 0 | 0
natural gas peaker | NC | 0 | 0 | 0 | 0 | 0 | 536.4 | 0 | 0 | 0 | 0 | 0
lignite | NC | 0 | 0 | 0 | 0 | 0 | 0 | 0 | 0 | 0 | 0 | 0
offshore wind | NC | 0 | 0 | 0 | 0 | 0 | 0 | 0 | 0 | 0 | 0 | 0
crude oil | NC | 0 | 0 | 0 | 0 | 0 | 0 | 0 | 0 | 0 | 0 | 0
heavy or residual fuel oil | NC | 0 | 0 | 0 | 0 | 0 | 0 | 0 | 0 | 0 | 0 | 0
municipal solid waste | NC | 0 | 0 | 0 | 0 | 0 | 0 | 0 | 0 | 0 | 0 | 0
hard coal | ND | 0 | 0 | 0 | 0 | 0 | 0 | 0 | 0 | 0 | 0 | 0
natural gas nonpeaker | ND | 0 | 0 | 0 | 0 | 0 | 0 | 0 | 0 | 0 | 0 | 0
nuclear | ND | 0 | 0 | 0 | 0 | 0 | 0 | 0 | 0 | 0 | 0 | 0
hydro | ND | 0 | 0 | 0 | 0 | 0 | 0 | 0 | 0 | 0 | 0 | 0
onshore wind | ND | 0 | 606.1 | 0 | 0 | 0 | 0 | 0 | 0 | 0 | 0 | 0
solar PV | ND | 0 | 0 | 0 | 0 | 0 | 0 | 0 | 0 | 0 | 0 | 0
solar thermal | ND | 0 | 0 | 0 | 0 | 0 | 0 | 0 | 0 | 0 | 0 | 0
biomass | ND | 0 | 0 | 0 | 0 | 0 | 0 | 0 | 0 | 0 | 0 | 0
geothermal | ND | 0 | 0 | 0 | 0 | 0 | 0 | 0 | 0 | 0 | 0 | 0
petroleum | ND | 0 | 0 | 0 | 0 | 0 | 0 | 0 | 0 | 0 | 0 | 0
natural gas peaker | ND | 0 | 32.9 | 60.5 | 0 | 0 | 0 | 0 | 0 | 0 | 0 | 0
lignite | ND | 0 | 0 | 0 | 0 | 0 | 0 | 0 | 0 | 0 | 0 | 0
offshore wind | ND | 0 | 0 | 0 | 0 | 0 | 0 | 0 | 0 | 0 | 0 | 0
crude oil | ND | 0 | 0 | 0 | 0 | 0 | 0 | 0 | 0 | 0 | 0 | 0
heavy or residual fuel oil | ND | 0 | 0 | 0 | 0 | 0 | 0 | 0 | 0 | 0 | 0 | 0
municipal solid waste | ND | 0 | 0 | 0 | 0 | 0 | 0 | 0 | 0 | 0 | 0 | 0
hard coal | NM | 0 | 0 | 0 | 0 | 0 | 0 | 0 | 0 | 0 | 0 | 0
natural gas nonpeaker | NM | 0 | 13.9 | 0 | 0 | 0 | 0 | 0 | 0 | 0 | 0 | 0
nuclear | NM | 0 | 0 | 0 | 0 | 0 | 0 | 0 | 0 | 0 | 0 | 0
hydro | NM | 0 | 0 | 0 | 0 | 0 | 0 | 0 | 0 | 0 | 0 | 0
onshore wind | NM | 0 | 522 | 391 | 0 | 0 | 0 | 0 | 0 | 0 | 0 | 0
solar PV | NM | 0 | 152.8 | 0 | 0 | 0 | 0 | 0 | 0 | 0 | 0 | 0
solar thermal | NM | 0 | 0 | 0 | 0 | 0 | 0 | 0 | 0 | 0 | 0 | 0
biomass | NM | 0 | 0 | 0 | 0 | 0 | 0 | 0 | 0 | 0 | 0 | 0
geothermal | NM | 0 | 0 | 0 | 0 | 0 | 0 | 0 | 0 | 0 | 0 | 0
petroleum | NM | 0 | 0 | 0 | 0 | 0 | 0 | 0 | 0 | 0 | 0 | 0
natural gas peaker | NM | 0 | 0 | 0 | 0 | 0 | 0 | 0 | 0 | 0 | 0 | 0
lignite | NM | 0 | 0 | 0 | 0 | 0 | 0 | 0 | 0 | 0 | 0 | 0
offshore wind | NM | 0 | 0 | 0 | 0 | 0 | 0 | 0 | 0 | 0 | 0 | 0
crude oil | NM | 0 | 0 | 0 | 0 | 0 | 0 | 0 | 0 | 0 | 0 | 0
heavy or residual fuel oil | NM | 0 | 0 | 0 | 0 | 0 | 0 | 0 | 0 | 0 | 0 | 0
municipal solid waste | NM | 0 | 0 | 0 | 0 | 0 | 0 | 0 | 0 | 0 | 0 | 0
hard coal | NJ | 0 | 0 | 0 | 0 | 0 | 0 | 0 | 0 | 0 | 0 | 0
natural gas nonpeaker | NJ | 0 | 71.1 | 0 | 0 | 0 | 0 | 0 | 0 | 0 | 0 | 0
nuclear | NJ | 0 | 0 | 0 | 0 | 0 | 0 | 0 | 0 | 0 | 0 | 0
hydro | NJ | 0 | 0 | 0 | 0 | 0 | 0 | 0 | 0 | 0 | 0 | 0
onshore wind | NJ | 0 | 0 | 0 | 0 | 0 | 0 | 0 | 0 | 0 | 0 | 0
solar PV | NJ | 0 | 161.5 | 32.2 | 5 | 0 | 0 | 0 | 0 | 0 | 0 | 0
solar thermal | NJ | 0 | 0 | 0 | 0 | 0 | 0 | 0 | 0 | 0 | 0 | 0
biomass | NJ | 0 | 0 | 0 | 0 | 0 | 0 | 0 | 0 | 0 | 0 | 0
geothermal | NJ | 0 | 0 | 0 | 0 | 0 | 0 | 0 | 0 | 0 | 0 | 0
petroleum | NJ | 0 | 50 | 0 | 0 | 0 | 0 | 0 | 0 | 0 | 0 | 0
natural gas peaker | NJ | 0 | 0 | 5.4 | 0 | 0 | 0 | 0 | 0 | 0 | 0 | 0
lignite | NJ | 0 | 0 | 0 | 0 | 0 | 0 | 0 | 0 | 0 | 0 | 0
offshore wind | NJ | 0 | 0 | 0 | 0 | 0 | 0 | 0 | 0 | 0 | 0 | 0
crude oil | NJ | 0 | 0 | 0 | 0 | 0 | 0 | 0 | 0 | 0 | 0 | 0
heavy or residual fuel oil | NJ | 0 | 0 | 0 | 0 | 0 | 0 | 0 | 0 | 0 | 0 | 0
municipal solid waste | NJ | 0 | 0 | 0 | 0 | 0 | 0 | 0 | 0 | 0 | 0 | 0
hard coal | ME | 0 | 0 | 0 | 0 | 0 | 0 | 0 | 0 | 0 | 0 | 0
natural gas nonpeaker | ME | 0 | 1.2 | 0 | 0 | 0 | 0 | 0 | 0 | 0 | 0 | 0
nuclear | ME | 0 | 0 | 0 | 0 | 0 | 0 | 0 | 0 | 0 | 0 | 0
hydro | ME | 0 | 0 | 0 | 0 | 0 | 0 | 0 | 0 | 0 | 0 | 0
onshore wind | ME | 0 | 72.6 | 15.3 | 0 | 0 | 0 | 0 | 0 | 0 | 0 | 0
solar PV | ME | 0 | 59.3 | 144.4 | 0 | 100 | 0 | 0 | 0 | 0 | 0 | 0
solar thermal | ME | 0 | 0 | 0 | 0 | 0 | 0 | 0 | 0 | 0 | 0 | 0
biomass | ME | 0 | 9.6 | 0 | 0 | 0 | 0 | 0 | 0 | 0 | 0 | 0
geothermal | ME | 0 | 0 | 0 | 0 | 0 | 0 | 0 | 0 | 0 | 0 | 0
petroleum | ME | 0 | 0 | 0 | 0 | 0 | 0 | 0 | 0 | 0 | 0 | 0
natural gas peaker | ME | 0 | 0 | 0 | 0 | 0 | 0 | 0 | 0 | 0 | 0 | 0
lignite | ME | 0 | 0 | 0 | 0 | 0 | 0 | 0 | 0 | 0 | 0 | 0
offshore wind | ME | 0 | 0 | 0 | 0 | 0 | 0 | 0 | 0 | 0 | 0 | 0
crude oil | ME | 0 | 0 | 0 | 0 | 0 | 0 | 0 | 0 | 0 | 0 | 0
heavy or residual fuel oil | ME | 0 | 0 | 0 | 0 | 0 | 0 | 0 | 0 | 0 | 0 | 0
municipal solid waste | ME | 0 | 0 | 0 | 0 | 0 | 0 | 0 | 0 | 0 | 0 | 0
hard coal | AR | 0 | 0 | 0 | 0 | 0 | 0 | 0 | 0 | 0 | 0 | 0
natural gas nonpeaker | AR | 0 | 0 | 0 | 0 | 0 | 0 | 0 | 0 | 0 | 0 | 0
nuclear | AR | 0 | 0 | 0 | 0 | 0 | 0 | 0 | 0 | 0 | 0 | 0
hydro | AR | 0 | 0 | 0 | 0 | 0 | 0 | 0 | 0 | 0 | 0 | 0
onshore wind | AR | 0 | 0 | 0 | 0 | 0 | 0 | 0 | 0 | 0 | 0 | 0
solar PV | AR | 0 | 103.7 | 107 | 0 | 0 | 0 | 0 | 0 | 0 | 0 | 0
solar thermal | AR | 0 | 0 | 0 | 0 | 0 | 0 | 0 | 0 | 0 | 0 | 0
biomass | AR | 0 | 0 | 0 | 0 | 0 | 0 | 0 | 0 | 0 | 0 | 0
geothermal | AR | 0 | 0 | 0 | 0 | 0 | 0 | 0 | 0 | 0 | 0 | 0
petroleum | AR | 0 | 0 | 0 | 0 | 0 | 0 | 0 | 0 | 0 | 0 | 0
natural gas peaker | AR | 0 | 0 | 0 | 0 | 0 | 0 | 0 | 0 | 0 | 0 | 0
lignite | AR | 0 | 0 | 0 | 0 | 0 | 0 | 0 | 0 | 0 | 0 | 0
offshore wind | AR | 0 | 0 | 0 | 0 | 0 | 0 | 0 | 0 | 0 | 0 | 0
crude oil | AR | 0 | 0 | 0 | 0 | 0 | 0 | 0 | 0 | 0 | 0 | 0
heavy or residual fuel oil | AR | 0 | 0 | 0 | 0 | 0 | 0 | 0 | 0 | 0 | 0 | 0
municipal solid waste | AR | 0 | 0 | 0 | 0 | 0 | 0 | 0 | 0 | 0 | 0 | 0
hard coal | NV | 0 | 0 | 0 | 0 | 0 | 0 | 0 | 0 | 0 | 0 | 0
natural gas nonpeaker | NV | 0 | 0 | 0 | 0 | 0 | 0 | 0 | 0 | 0 | 0 | 0
nuclear | NV | 0 | 0 | 0 | 0 | 0 | 0 | 0 | 0 | 0 | 0 | 0
hydro | NV | 0 | 0.3 | 0 | 0 | 0 | 0 | 0 | 0 | 0 | 0 | 0
onshore wind | NV | 0 | 0 | 0 | 0 | 0 | 0 | 0 | 0 | 0 | 0 | 0
solar PV | NV | 0 | 171 | 981 | 0 | 1029 | 0 | 0 | 0 | 0 | 0 | 0
solar thermal | NV | 0 | 0 | 0 | 0 | 0 | 0 | 0 | 0 | 0 | 0 | 0
biomass | NV | 0 | 0 | 0 | 0 | 0 | 0 | 0 | 0 | 0 | 0 | 0
geothermal | NV | 0 | 29.2 | 0 | 0 | 0 | 0 | 0 | 0 | 0 | 0 | 0
petroleum | NV | 0 | 0 | 0 | 0 | 0 | 0 | 0 | 0 | 0 | 0 | 0
natural gas peaker | NV | 0 | 0 | 0 | 0 | 0 | 0 | 0 | 0 | 0 | 0 | 0
lignite | NV | 0 | 0 | 0 | 0 | 0 | 0 | 0 | 0 | 0 | 0 | 0
offshore wind | NV | 0 | 0 | 0 | 0 | 0 | 0 | 0 | 0 | 0 | 0 | 0
crude oil | NV | 0 | 0 | 0 | 0 | 0 | 0 | 0 | 0 | 0 | 0 | 0
heavy or residual fuel oil | NV | 0 | 0 | 0 | 0 | 0 | 0 | 0 | 0 | 0 | 0 | 0
municipal solid waste | NV | 0 | 0 | 0 | 0 | 0 | 0 | 0 | 0 | 0 | 0 | 0
hard coal | MD | 0 | 0 | 0 | 0 | 0 | 0 | 0 | 0 | 0 | 0 | 0
natural gas nonpeaker | MD | 0 | 11.8 | 0 | 0 | 1008 | 0 | 0 | 0 | 0 | 0 | 0
nuclear | MD | 0 | 18 | 0 | 0 | 0 | 0 | 0 | 0 | 0 | 0 | 0
hydro | MD | 0 | 0 | 0 | 0 | 0 | 0 | 0 | 0 | 0 | 0 | 0
onshore wind | MD | 0 | 0 | 0 | 0 | 0 | 0 | 0 | 0 | 0 | 0 | 0
solar PV | MD | 0 | 58.2 | 1.3 | 0 | 0 | 0 | 0 | 0 | 0 | 0 | 0
solar thermal | MD | 0 | 0 | 0 | 0 | 0 | 0 | 0 | 0 | 0 | 0 | 0
biomass | MD | 0 | 0 | 0 | 0 | 0 | 0 | 0 | 0 | 0 | 0 | 0
geothermal | MD | 0 | 0 | 0 | 0 | 0 | 0 | 0 | 0 | 0 | 0 | 0
petroleum | MD | 0 | 0 | 1 | 0 | 0 | 0 | 0 | 0 | 0 | 0 | 0
natural gas peaker | MD | 0 | 0 | 0 | 0 | 0 | 0 | 0 | 0 | 0 | 0 | 0
lignite | MD | 0 | 0 | 0 | 0 | 0 | 0 | 0 | 0 | 0 | 0 | 0
offshore wind | MD | 0 | 0 | 0 | 0 | 0 | 0 | 0 | 0 | 0 | 0 | 0
crude oil | MD | 0 | 0 | 0 | 0 | 0 | 0 | 0 | 0 | 0 | 0 | 0
heavy or residual fuel oil | MD | 0 | 0 | 0 | 0 | 0 | 0 | 0 | 0 | 0 | 0 | 0
municipal solid waste | MD | 0 | 0 | 0 | 0 | 0 | 0 | 0 | 0 | 0 | 0 | 0
hard coal | KS | 0 | 0 | 0 | 0 | 0 | 0 | 0 | 0 | 0 | 0 | 0
natural gas nonpeaker | KS | 0 | 0 | 0 | 0 | 0 | 0 | 0 | 0 | 0 | 0 | 0
nuclear | KS | 0 | 0 | 0 | 0 | 0 | 0 | 0 | 0 | 0 | 0 | 0
hydro | KS | 0 | 0 | 0 | 0 | 0 | 0 | 0 | 0 | 0 | 0 | 0
onshore wind | KS | 0 | 685 | 1027.2 | 0 | 0 | 0 | 0 | 0 | 0 | 0 | 0
solar PV | KS | 0 | 26 | 0 | 0 | 0 | 0 | 0 | 0 | 0 | 0 | 0
solar thermal | KS | 0 | 0 | 0 | 0 | 0 | 0 | 0 | 0 | 0 | 0 | 0
biomass | KS | 0 | 0 | 0 | 0 | 0 | 0 | 0 | 0 | 0 | 0 | 0
geothermal | KS | 0 | 0 | 0 | 0 | 0 | 0 | 0 | 0 | 0 | 0 | 0
petroleum | KS | 0 | 0 | 0 | 0 | 0 | 0 | 0 | 0 | 0 | 0 | 0
natural gas peaker | KS | 0 | 209.1 | 0 | 0 | 0 | 0 | 0 | 0 | 0 | 0 | 0
lignite | KS | 0 | 0 | 0 | 0 | 0 | 0 | 0 | 0 | 0 | 0 | 0
offshore wind | KS | 0 | 0 | 0 | 0 | 0 | 0 | 0 | 0 | 0 | 0 | 0
crude oil | KS | 0 | 0 | 0 | 0 | 0 | 0 | 0 | 0 | 0 | 0 | 0
heavy or residual fuel oil | KS | 0 | 0 | 0 | 0 | 0 | 0 | 0 | 0 | 0 | 0 | 0
municipal solid waste | KS | 0 | 0 | 0 | 0 | 0 | 0 | 0 | 0 | 0 | 0 | 0
hard coal | NE | 0 | 0 | 0 | 0 | 0 | 0 | 0 | 0 | 0 | 0 | 0
natural gas nonpeaker | NE | 0 | 0.3 | 0 | 0 | 0 | 0 | 0 | 0 | 0 | 0 | 0
nuclear | NE | 0 | 0 | 0 | 0 | 0 | 0 | 0 | 0 | 0 | 0 | 0
hydro | NE | 0 | 0 | 0 | 0 | 0 | 0 | 0 | 0 | 0 | 0 | 0
onshore wind | NE | 0 | 397.5 | 598 | 73.4 | 0 | 0 | 0 | 0 | 0 | 0 | 0
solar PV | NE | 0 | 9.7 | 1.4 | 0 | 0 | 0 | 0 | 0 | 0 | 0 | 0
solar thermal | NE | 0 | 0 | 0 | 0 | 0 | 0 | 0 | 0 | 0 | 0 | 0
biomass | NE | 0 | 0 | 0 | 0 | 0 | 0 | 0 | 0 | 0 | 0 | 0
geothermal | NE | 0 | 0 | 0 | 0 | 0 | 0 | 0 | 0 | 0 | 0 | 0
petroleum | NE | 0 | 30.5 | 0 | 0 | 0 | 0 | 0 | 0 | 0 | 0 | 0
natural gas peaker | NE | 0 | 0 | 0 | 0 | 600.3 | 0 | 0 | 0 | 0 | 0 | 0
lignite | NE | 0 | 0 | 0 | 0 | 0 | 0 | 0 | 0 | 0 | 0 | 0
offshore wind | NE | 0 | 0 | 0 | 0 | 0 | 0 | 0 | 0 | 0 | 0 | 0
crude oil | NE | 0 | 0 | 0 | 0 | 0 | 0 | 0 | 0 | 0 | 0 | 0
heavy or residual fuel oil | NE | 0 | 0 | 0 | 0 | 0 | 0 | 0 | 0 | 0 | 0 | 0
municipal solid waste | NE | 0 | 0 | 0 | 0 | 0 | 0 | 0 | 0 | 0 | 0 | 0
hard coal | HI | 0 | 0 | 0 | 0 | 0 | 0 | 0 | 0 | 0 | 0 | 0
natural gas nonpeaker | HI | 0 | 25.5 | 0 | 0 | 1500.7 | 0 | 0 | 0 | 0 | 0 | 0
nuclear | HI | 0 | 19.1 | 0 | 0 | 0 | 0 | 0 | 0 | 0 | 0 | 0
hydro | HI | 0 | 0 | 0 | 0 | 0 | 0 | 0 | 0 | 0 | 0 | 0
onshore wind | HI | 0 | 0 | 0 | 0 | 0 | 0 | 0 | 0 | 0 | 0 | 0
solar PV | HI | 0 | 0 | 227 | 160 | 0 | 0 | 0 | 0 | 0 | 0 | 0
solar thermal | HI | 0 | 0 | 0 | 0 | 0 | 0 | 0 | 0 | 0 | 0 | 0
biomass | HI | 0 | 0 | 0 | 0 | 0 | 0 | 0 | 0 | 0 | 0 | 0
geothermal | HI | 0 | 0 | 0 | 0 | 0 | 0 | 0 | 0 | 0 | 0 | 0
petroleum | HI | 0 | 0 | 0 | 0 | 0 | 0 | 0 | 0 | 0 | 0 | 0
natural gas peaker | HI | 0 | 0 | 0 | 0 | 0 | 0 | 0 | 0 | 0 | 0 | 0
lignite | HI | 0 | 0 | 0 | 0 | 0 | 0 | 0 | 0 | 0 | 0 | 0
offshore wind | HI | 0 | 0 | 0 | 0 | 0 | 0 | 0 | 0 | 0 | 0 | 0
crude oil | HI | 0 | 0 | 0 | 0 | 0 | 0 | 0 | 0 | 0 | 0 | 0
heavy or residual fuel oil | HI | 0 | 0 | 0 | 0 | 0 | 0 | 0 | 0 | 0 | 0 | 0
municipal solid waste | HI | 0 | 0 | 0 | 0 | 0 | 0 | 0 | 0 | 0 | 0 | 0
hard coal | DE | 0 | 0 | 0 | 0 | 0 | 0 | 0 | 0 | 0 | 0 | 0
natural gas nonpeaker | DE | 0 | 0 | 0 | 0 | 0 | 0 | 0 | 0 | 0 | 0 | 0
nuclear | DE | 0 | 0 | 0 | 0 | 0 | 0 | 0 | 0 | 0 | 0 | 0
hydro | DE | 0 | 0 | 0 | 0 | 0 | 0 | 0 | 0 | 0 | 0 | 0
onshore wind | DE | 0 | 0 | 0 | 0 | 0 | 0 | 0 | 0 | 0 | 0 | 0
solar PV | DE | 0 | 3 | 0 | 0 | 0 | 0 | 0 | 0 | 0 | 0 | 0
solar thermal | DE | 0 | 0 | 0 | 0 | 0 | 0 | 0 | 0 | 0 | 0 | 0
biomass | DE | 0 | 0 | 0 | 0 | 0 | 0 | 0 | 0 | 0 | 0 | 0
geothermal | DE | 0 | 0 | 0 | 0 | 0 | 0 | 0 | 0 | 0 | 0 | 0
petroleum | DE | 0 | 0 | 0 | 0 | 0 | 0 | 0 | 0 | 0 | 0 | 0
natural gas peaker | DE | 0 | 44.4 | 0 | 0 | 0 | 0 | 0 | 0 | 0 | 0 | 0
lignite | DE | 0 | 0 | 0 | 0 | 0 | 0 | 0 | 0 | 0 | 0 | 0
offshore wind | DE | 0 | 0 | 0 | 0 | 0 | 0 | 0 | 0 | 0 | 0 | 0
crude oil | DE | 0 | 0 | 0 | 0 | 0 | 0 | 0 | 0 | 0 | 0 | 0
heavy or residual fuel oil | DE | 0 | 0 | 0 | 0 | 0 | 0 | 0 | 0 | 0 | 0 | 0
municipal solid waste | DE | 0 | 0 | 0 | 0 | 0 | 0 | 0 | 0 | 0 | 0 | 0
hard coal | AZ | 0 | 0 | 0 | 0 | 0 | 0 | 0 | 0 | 0 | 0 | 0
natural gas nonpeaker | AZ | 0 | 0 | 0 | 0 | 0 | 0 | 0 | 0 | 0 | 0 | 0
nuclear | AZ | 0 | 0 | 0 | 0 | 0 | 0 | 0 | 0 | 0 | 0 | 0
hydro | AZ | 0 | 0 | 0 | 0 | 0 | 0 | 0 | 0 | 0 | 0 | 0
onshore wind | AZ | 0 | 350 | 0 | 0 | 0 | 0 | 0 | 0 | 0 | 0 | 0
solar PV | AZ | 0 | 306.9 | 280 | 200 | 0 | 127 | 0 | 0 | 0 | 0 | 0
solar thermal | AZ | 0 | 0 | 0 | 0 | 0 | 0 | 0 | 0 | 0 | 0 | 0
biomass | AZ | 0 | 0 | 0 | 0 | 0 | 0 | 0 | 0 | 0 | 0 | 0
geothermal | AZ | 0 | 0 | 0 | 0 | 0 | 0 | 0 | 0 | 0 | 0 | 0
petroleum | AZ | 0 | 0 | 0 | 0 | 0 | 0 | 0 | 0 | 0 | 0 | 0
natural gas peaker | AZ | 0 | 93.5 | 0 | 0 | 0 | 0 | 0 | 0 | 0 | 0 | 0
lignite | AZ | 0 | 0 | 0 | 0 | 0 | 0 | 0 | 0 | 0 | 0 | 0
offshore wind | AZ | 0 | 0 | 0 | 0 | 0 | 0 | 0 | 0 | 0 | 0 | 0
crude oil | AZ | 0 | 0 | 0 | 0 | 0 | 0 | 0 | 0 | 0 | 0 | 0
heavy or residual fuel oil | AZ | 0 | 0 | 0 | 0 | 0 | 0 | 0 | 0 | 0 | 0 | 0
municipal solid waste | AZ | 0 | 0 | 0 | 0 | 0 | 0 | 0 | 0 | 0 | 0 | 0
hard coal | NY | 0 | 0 | 0 | 0 | 0 | 0 | 0 | 0 | 0 | 0 | 0
natural gas nonpeaker | NY | 0 | 997.4 | 0 | 0 | 0 | 92.5 | 0 | 0 | 0 | 0 | 0
nuclear | NY | 0 | 0 | 0 | 0 | 0 | 0 | 0 | 0 | 0 | 0 | 0
hydro | NY | 0 | 0 | 0 | 0 | 0 | 0 | 0 | 0 | 0 | 0 | 0
onshore wind | NY | 0 | 0.4 | 205.7 | 302.7 | 340 | 0 | 0 | 0 | 0 | 0 | 0
solar PV | NY | 0 | 295.2 | 96.8 | 130.5 | 180 | 0 | 0 | 0 | 0 | 0 | 0
solar thermal | NY | 0 | 0 | 0 | 0 | 0 | 0 | 0 | 0 | 0 | 0 | 0
biomass | NY | 0 | 0 | 0 | 0 | 21 | 0 | 0 | 0 | 0 | 0 | 0
geothermal | NY | 0 | 0 | 0 | 0 | 0 | 0 | 0 | 0 | 0 | 0 | 0
petroleum | NY | 0 | 0 | 0 | 0 | 0 | 0 | 0 | 0 | 0 | 0 | 0
natural gas peaker | NY | 0 | 0 | 0 | 0 | 0 | 0 | 0 | 0 | 0 | 0 | 0
lignite | NY | 0 | 0 | 0 | 0 | 0 | 0 | 0 | 0 | 0 | 0 | 0
offshore wind | NY | 0 | 0 | 0 | 0 | 0 | 0 | 0 | 0 | 0 | 0 | 0
crude oil | NY | 0 | 0 | 0 | 0 | 0 | 0 | 0 | 0 | 0 | 0 | 0
heavy or residual fuel oil | NY | 0 | 0 | 0 | 0 | 0 | 0 | 0 | 0 | 0 | 0 | 0
municipal solid waste | NY | 0 | 0 | 0 | 0 | 0 | 0 | 0 | 0 | 0 | 0 | 0
hard coal | ID | 0 | 0 | 0 | 0 | 0 | 0 | 0 | 0 | 0 | 0 | 0
natural gas nonpeaker | ID | 0 | 0 | 0 | 0 | 0 | 0 | 0 | 0 | 0 | 0 | 0
nuclear | ID | 0 | 0 | 0 | 0 | 0 | 0 | 0 | 0 | 0 | 0 | 0
hydro | ID | 0 | 3.2 | 0 | 0 | 0 | 0 | 0 | 0 | 0 | 0 | 0
onshore wind | ID | 0 | 0 | 0 | 0 | 0 | 0 | 0 | 0 | 0 | 0 | 0
solar PV | ID | 0 | 0 | 0 | 0 | 0 | 0 | 0 | 0 | 0 | 0 | 0
solar thermal | ID | 0 | 0 | 0 | 0 | 0 | 0 | 0 | 0 | 0 | 0 | 0
biomass | ID | 0 | 0 | 0 | 0 | 0 | 0 | 0 | 0 | 0 | 0 | 0
geothermal | ID | 0 | 0 | 0 | 0 | 0 | 0 | 0 | 0 | 0 | 0 | 0
petroleum | ID | 0 | 0 | 0 | 0 | 0 | 0 | 0 | 0 | 0 | 0 | 0
natural gas peaker | ID | 0 | 0 | 0 | 0 | 0 | 0 | 0 | 0 | 0 | 0 | 0
lignite | ID | 0 | 0 | 0 | 0 | 0 | 0 | 0 | 0 | 0 | 0 | 0
offshore wind | ID | 0 | 0 | 0 | 0 | 0 | 0 | 0 | 0 | 0 | 0 | 0
crude oil | ID | 0 | 0 | 0 | 0 | 0 | 0 | 0 | 0 | 0 | 0 | 0
heavy or residual fuel oil | ID | 0 | 0 | 0 | 0 | 0 | 0 | 0 | 0 | 0 | 0 | 0
municipal solid waste | ID | 0 | 0 | 0 | 0 | 0 | 0 | 0 | 0 | 0 | 0 | 0
hard coal | OH | 0 | 0 | 0 | 0 | 0 | 0 | 0 | 0 | 0 | 0 | 0
natural gas nonpeaker | OH | 0 | 3.5 | 1732.3 | 0 | 0 | 0 | 0 | 0 | 0 | 0 | 0
nuclear | OH | 0 | 0 | 0 | 0 | 0 | 0 | 0 | 0 | 0 | 0 | 0
hydro | OH | 0 | 0 | 0 | 0 | 0 | 0 | 0 | 0 | 0 | 0 | 0
onshore wind | OH | 0 | 125.1 | 249.8 | 0 | 0 | 0 | 0 | 0 | 0 | 0 | 0
solar PV | OH | 0 | 26.6 | 200 | 300 | 170 | 0 | 0 | 0 | 0 | 0 | 0
solar thermal | OH | 0 | 0 | 0 | 0 | 0 | 0 | 0 | 0 | 0 | 0 | 0
biomass | OH | 0 | 0 | 0 | 0 | 0 | 0 | 0 | 0 | 0 | 0 | 0
geothermal | OH | 0 | 0 | 0 | 0 | 0 | 0 | 0 | 0 | 0 | 0 | 0
petroleum | OH | 0 | 0 | 0 | 0 | 0 | 0 | 0 | 0 | 0 | 0 | 0
natural gas peaker | OH | 0 | 0 | 0 | 0 | 0 | 0 | 0 | 0 | 0 | 0 | 0
lignite | OH | 0 | 0 | 0 | 0 | 0 | 0 | 0 | 0 | 0 | 0 | 0
offshore wind | OH | 0 | 0 | 0 | 0 | 0 | 0 | 0 | 0 | 0 | 0 | 0
crude oil | OH | 0 | 0 | 0 | 0 | 0 | 0 | 0 | 0 | 0 | 0 | 0
heavy or residual fuel oil | OH | 0 | 0 | 0 | 0 | 0 | 0 | 0 | 0 | 0 | 0 | 0
municipal solid waste | OH | 0 | 0 | 0 | 0 | 0 | 0 | 0 | 0 | 0 | 0 | 0
hard coal | OR | 0 | 0 | 0 | 0 | 0 | 0 | 0 | 0 | 0 | 0 | 0
natural gas nonpeaker | OR | 0 | 0 | 0 | 0 | 0 | 0 | 0 | 0 | 0 | 0 | 0
nuclear | OR | 0 | 0 | 0 | 0 | 0 | 0 | 0 | 0 | 0 | 0 | 0
hydro | OR | 0 | 0 | 18 | 0 | 0 | 0 | 0 | 0 | 0 | 0 | 0
onshore wind | OR | 0 | 338.2 | 201.3 | 0 | 0 | 0 | 0 | 0 | 0 | 0 | 0
solar PV | OR | 0 | 206.5 | 166.4 | 0 | 0 | 0 | 0 | 0 | 0 | 0 | 0
solar thermal | OR | 0 | 0 | 0 | 0 | 0 | 0 | 0 | 0 | 0 | 0 | 0
biomass | OR | 0 | 0 | 0 | 0 | 0 | 0 | 0 | 0 | 0 | 0 | 0
geothermal | OR | 0 | 0 | 0 | 0 | 0 | 0 | 0 | 0 | 0 | 0 | 0
petroleum | OR | 0 | 0 | 0 | 0 | 0 | 0 | 0 | 0 | 0 | 0 | 0
natural gas peaker | OR | 0 | 0 | 0 | 424 | 0 | 0 | 0 | 0 | 0 | 0 | 0
lignite | OR | 0 | 0 | 0 | 0 | 0 | 0 | 0 | 0 | 0 | 0 | 0
offshore wind | OR | 0 | 0 | 0 | 0 | 0 | 0 | 0 | 0 | 0 | 0 | 0
crude oil | OR | 0 | 0 | 0 | 0 | 0 | 0 | 0 | 0 | 0 | 0 | 0
heavy or residual fuel oil | OR | 0 | 0 | 0 | 0 | 0 | 0 | 0 | 0 | 0 | 0 | 0
municipal solid waste | OR | 0 | 0 | 0 | 0 | 0 | 0 | 0 | 0 | 0 | 0 | 0
hard coal | IL | 0 | 0 | 0 | 0 | 0 | 0 | 0 | 0 | 0 | 0 | 0
natural gas nonpeaker | IL | 0 | 0 | 0 | 1200 | 1300 | 0 | 0 | 0 | 0 | 0 | 0
nuclear | IL | 0 | 0 | 0 | 0 | 0 | 0 | 0 | 0 | 0 | 0 | 0
hydro | IL | 0 | 0 | 10.4 | 0 | 0 | 0 | 0 | 0 | 0 | 0 | 0
onshore wind | IL | 0 | 1069.6 | 278 | 0 | 46.3 | 0 | 0 | 0 | 0 | 0 | 0
solar PV | IL | 0 | 82.1 | 452.3 | 0 | 0 | 150 | 0 | 0 | 0 | 0 | 0
solar thermal | IL | 0 | 0 | 0 | 0 | 0 | 0 | 0 | 0 | 0 | 0 | 0
biomass | IL | 0 | 0 | 0 | 0 | 0 | 0 | 0 | 0 | 0 | 0 | 0
geothermal | IL | 0 | 0 | 0 | 0 | 0 | 0 | 0 | 0 | 0 | 0 | 0
petroleum | IL | 0 | 0 | 0 | 0 | 0 | 0 | 0 | 0 | 0 | 0 | 0
natural gas peaker | IL | 0 | 26.8 | 0 | 0 | 0 | 0 | 0 | 0 | 0 | 0 | 0
lignite | IL | 0 | 0 | 0 | 0 | 0 | 0 | 0 | 0 | 0 | 0 | 0
offshore wind | IL | 0 | 0 | 0 | 0 | 0 | 0 | 0 | 0 | 0 | 0 | 0
crude oil | IL | 0 | 0 | 0 | 0 | 0 | 0 | 0 | 0 | 0 | 0 | 0
heavy or residual fuel oil | IL | 0 | 0 | 0 | 0 | 0 | 0 | 0 | 0 | 0 | 0 | 0
municipal solid waste | IL | 0 | 0 | 0 | 0 | 0 | 0 | 0 | 0 | 0 | 0 | 0
hard coal | LA | 0 | 0 | 0 | 0 | 0 | 0 | 0 | 0 | 0 | 0 | 0
natural gas nonpeaker | LA | 0 | 984.1 | 0 | 0 | 0 | 0 | 0 | 0 | 0 | 0 | 0
nuclear | LA | 0 | 0 | 0 | 0 | 0 | 0 | 0 | 0 | 0 | 0 | 0
hydro | LA | 0 | 0 | 0 | 0 | 0 | 0 | 0 | 0 | 0 | 0 | 0
onshore wind | LA | 0 | 0 | 0 | 0 | 0 | 0 | 0 | 0 | 0 | 0 | 0
solar PV | LA | 0 | 73.4 | 70 | 0 | 0 | 0 | 0 | 0 | 0 | 0 | 0
solar thermal | LA | 0 | 0 | 0 | 0 | 0 | 0 | 0 | 0 | 0 | 0 | 0
biomass | LA | 0 | 0 | 0 | 0 | 0 | 0 | 0 | 0 | 0 | 0 | 0
geothermal | LA | 0 | 0 | 0 | 0 | 0 | 0 | 0 | 0 | 0 | 0 | 0
petroleum | LA | 0 | 0 | 0 | 0 | 0 | 0 | 0 | 0 | 0 | 0 | 0
natural gas peaker | LA | 0 | 272.3 | 0 | 0 | 0 | 0 | 0 | 0 | 0 | 0 | 0
lignite | LA | 0 | 0 | 0 | 0 | 0 | 0 | 0 | 0 | 0 | 0 | 0
offshore wind | LA | 0 | 0 | 0 | 0 | 0 | 0 | 0 | 0 | 0 | 0 | 0
crude oil | LA | 0 | 0 | 0 | 0 | 0 | 0 | 0 | 0 | 0 | 0 | 0
heavy or residual fuel oil | LA | 0 | 0 | 0 | 0 | 0 | 0 | 0 | 0 | 0 | 0 | 0
municipal solid waste | LA | 0 | 0 | 0 | 0 | 0 | 0 | 0 | 0 | 0 | 0 | 0
hard coal | WI | 0 | 46.4 | 0 | 0 | 0 | 0 | 0 | 0 | 0 | 0 | 0
natural gas nonpeaker | WI | 0 | 760.5 | 0 | 0 | 0 | 0 | 0 | 0 | 0 | 0 | 0
nuclear | WI | 0 | 0 | 0 | 0 | 0 | 0 | 0 | 0 | 0 | 0 | 0
hydro | WI | 0 | 1.6 | 0 | 0 | 0 | 0 | 0 | 0 | 0 | 0 | 0
onshore wind | WI | 0 | 404.7 | 0 | 0 | 0 | 0 | 0 | 0 | 0 | 0 | 0
solar PV | WI | 0 | 180.5 | 274.4 | 150 | 0 | 0 | 0 | 0 | 0 | 0 | 0
solar thermal | WI | 0 | 0 | 0 | 0 | 0 | 0 | 0 | 0 | 0 | 0 | 0
biomass | WI | 0 | 0 | 0 | 0 | 0 | 0 | 0 | 0 | 0 | 0 | 0
geothermal | WI | 0 | 0 | 0 | 0 | 0 | 0 | 0 | 0 | 0 | 0 | 0
petroleum | WI | 0 | 1.1 | 0 | 0 | 0 | 0 | 0 | 0 | 0 | 0 | 0
natural gas peaker | WI | 0 | 0 | 0 | 0 | 0 | 0 | 0 | 0 | 0 | 0 | 0
lignite | WI | 0 | 0 | 0 | 0 | 0 | 0 | 0 | 0 | 0 | 0 | 0
offshore wind | WI | 0 | 0 | 0 | 0 | 0 | 0 | 0 | 0 | 0 | 0 | 0
crude oil | WI | 0 | 0 | 0 | 0 | 0 | 0 | 0 | 0 | 0 | 0 | 0
heavy or residual fuel oil | WI | 0 | 0 | 0 | 0 | 0 | 0 | 0 | 0 | 0 | 0 | 0
municipal solid waste | WI | 0 | 0 | 0 | 0 | 0 | 0 | 0 | 0 | 0 | 0 | 0
hard coal | WA | 0 | 0 | 0 | 0 | 0 | 0 | 0 | 0 | 0 | 0 | 0
natural gas nonpeaker | WA | 0 | 0 | 0 | 0 | 0 | 0 | 0 | 0 | 0 | 0 | 0
nuclear | WA | 0 | 0 | 0 | 0 | 0 | 0 | 0 | 0 | 0 | 0 | 0
hydro | WA | 0 | 119.2 | 0 | 0 | 0 | 0 | 0 | 0 | 0 | 0 | 0
onshore wind | WA | 0 | 301.8 | 0 | 0 | 0 | 60 | 0 | 0 | 0 | 0 | 0
solar PV | WA | 0 | 3.7 | 175 | 0 | 0 | 0 | 0 | 0 | 0 | 0 | 0
solar thermal | WA | 0 | 0 | 0 | 0 | 0 | 0 | 0 | 0 | 0 | 0 | 0
biomass | WA | 0 | 0 | 0 | 0 | 0 | 0 | 0 | 0 | 0 | 0 | 0
geothermal | WA | 0 | 0 | 0 | 0 | 0 | 0 | 0 | 0 | 0 | 0 | 0
petroleum | WA | 0 | 0 | 0 | 0 | 0 | 0 | 0 | 0 | 0 | 0 | 0
natural gas peaker | WA | 0 | 0 | 0 | 0 | 0 | 0 | 0 | 0 | 0 | 0 | 0
lignite | WA | 0 | 0 | 0 | 0 | 0 | 0 | 0 | 0 | 0 | 0 | 0
offshore wind | WA | 0 | 0 | 0 | 0 | 0 | 0 | 0 | 0 | 0 | 0 | 0
crude oil | WA | 0 | 0 | 0 | 0 | 0 | 0 | 0 | 0 | 0 | 0 | 0
heavy or residual fuel oil | WA | 0 | 0 | 0 | 0 | 0 | 0 | 0 | 0 | 0 | 0 | 0
municipal solid waste | WA | 0 | 0 | 0 | 0 | 0 | 0 | 0 | 0 | 0 | 0 | 0
hard coal | TN | 0 | 0 | 0 | 0 | 0 | 0 | 0 | 0 | 0 | 0 | 0
natural gas nonpeaker | TN | 0 | 0 | 0 | 0 | 0 | 0 | 0 | 0 | 0 | 0 | 0
nuclear | TN | 0 | 0 | 0 | 0 | 0 | 0 | 0 | 0 | 0 | 0 | 0
hydro | TN | 0 | 0 | 0 | 0 | 0 | 0 | 0 | 0 | 0 | 0 | 0
onshore wind | TN | 0 | 0 | 0 | 0 | 0 | 0 | 0 | 0 | 0 | 0 | 0
solar PV | TN | 0 | 19 | 150 | 247 | 0 | 0 | 0 | 0 | 0 | 0 | 0
solar thermal | TN | 0 | 0 | 0 | 0 | 0 | 0 | 0 | 0 | 0 | 0 | 0
biomass | TN | 0 | 0 | 0 | 0 | 0 | 0 | 0 | 0 | 0 | 0 | 0
geothermal | TN | 0 | 0 | 0 | 0 | 0 | 0 | 0 | 0 | 0 | 0 | 0
petroleum | TN | 0 | 0 | 0 | 0 | 0 | 0 | 0 | 0 | 0 | 0 | 0
natural gas peaker | TN | 0 | 0 | 0 | 0 | 0 | 0 | 0 | 0 | 0 | 0 | 0
lignite | TN | 0 | 0 | 0 | 0 | 0 | 0 | 0 | 0 | 0 | 0 | 0
offshore wind | TN | 0 | 0 | 0 | 0 | 0 | 0 | 0 | 0 | 0 | 0 | 0
crude oil | TN | 0 | 0 | 0 | 0 | 0 | 0 | 0 | 0 | 0 | 0 | 0
heavy or residual fuel oil | TN | 0 | 0 | 0 | 0 | 0 | 0 | 0 | 0 | 0 | 0 | 0
municipal solid waste | TN | 0 | 0 | 0 | 0 | 0 | 0 | 0 | 0 | 0 | 0 | 0

## PMCCS
Capacity Construction (MW) | 2019 | 2020 | 2021 | 2022 | 2023 | 2024 | 2025 | 2026 | 2027 | 2028 | 2029 | 2030 | 2031 | 2032 | 2033 | 2034 | 2035 | 2036 | 2037 | 2038 | 2039 | 2040 | 2041 | 2042 | 2043 | 2044 | 2045 | 2046 | 2047 | 2048 | 2049 | 2050
hard coal | 0 | 0 | 0 | 0 | 0 | 0 | 0 | 0 | 0 | 0 | 0 | 0 | 0 | 0 | 0 | 0 | 0 | 0 | 0 | 0 | 0 | 0 | 0 | 0 | 0 | 0 | 0 | 0 | 0 | 0 | 0 | 0
natural gas nonpeaker | 0 | 0 | 0 | 0 | 1200 | 1300 | 0 | 0 | 0 | 0 | 0 | 0 | 0 | 0 | 0 | 0 | 0 | 0 | 0 | 0 | 0 | 0 | 0 | 0 | 0 | 0 | 0 | 0 | 0 | 0 | 0 | 0
nuclear | 0 | 0 | 0 | 0 | 0 | 0 | 0 | 0 | 0 | 0 | 0 | 0 | 0 | 0 | 0 | 0 | 0 | 0 | 0 | 0 | 0 | 0 | 0 | 0 | 0 | 0 | 0 | 0 | 0 | 0 | 0 | 0
hydro | 0 | 0 | 0 | 10.4 | 0 | 0 | 0 | 0 | 0 | 0 | 0 | 0 | 0 | 0 | 0 | 0 | 0 | 0 | 0 | 0 | 0 | 0 | 0 | 0 | 0 | 0 | 0 | 0 | 0 | 0 | 0 | 0
onshore wind | 0 | 0 | 1069.6 | 278 | 0 | 46.3 | 0 | 0 | 0 | 0 | 0 | 0 | 0 | 0 | 0 | 0 | 0 | 0 | 0 | 0 | 0 | 0 | 0 | 0 | 0 | 0 | 0 | 0 | 0 | 0 | 0 | 0
solar PV | 0 | 0 | 82.1 | 452.3 | 0 | 0 | 150 | 0 | 0 | 0 | 0 | 0 | 0 | 0 | 0 | 0 | 0 | 0 | 0 | 0 | 0 | 0 | 0 | 0 | 0 | 0 | 0 | 0 | 0 | 0 | 0 | 0
solar thermal | 0 | 0 | 0 | 0 | 0 | 0 | 0 | 0 | 0 | 0 | 0 | 0 | 0 | 0 | 0 | 0 | 0 | 0 | 0 | 0 | 0 | 0 | 0 | 0 | 0 | 0 | 0 | 0 | 0 | 0 | 0 | 0
biomass | 0 | 0 | 0 | 0 | 0 | 0 | 0 | 0 | 0 | 0 | 0 | 0 | 0 | 0 | 0 | 0 | 0 | 0 | 0 | 0 | 0 | 0 | 0 | 0 | 0 | 0 | 0 | 0 | 0 | 0 | 0 | 0
geothermal | 0 | 0 | 0 | 0 | 0 | 0 | 0 | 0 | 0 | 0 | 0 | 0 | 0 | 0 | 0 | 0 | 0 | 0 | 0 | 0 | 0 | 0 | 0 | 0 | 0 | 0 | 0 | 0 | 0 | 0 | 0 | 0
petroleum | 0 | 0 | 0 | 0 | 0 | 0 | 0 | 0 | 0 | 0 | 0 | 0 | 0 | 0 | 0 | 0 | 0 | 0 | 0 | 0 | 0 | 0 | 0 | 0 | 0 | 0 | 0 | 0 | 0 | 0 | 0 | 0
natural gas peaker | 0 | 0 | 26.8 | 0 | 0 | 0 | 0 | 0 | 0 | 0 | 0 | 0 | 0 | 0 | 0 | 0 | 0 | 0 | 0 | 0 | 0 | 0 | 0 | 0 | 0 | 0 | 0 | 0 | 0 | 0 | 0 | 0
lignite | 0 | 0 | 0 | 0 | 0 | 0 | 0 | 0 | 0 | 0 | 0 | 0 | 0 | 0 | 0 | 0 | 0 | 0 | 0 | 0 | 0 | 0 | 0 | 0 | 0 | 0 | 0 | 0 | 0 | 0 | 0 | 0
offshore wind | 0 | 0 | 0 | 0 | 0 | 0 | 0 | 0 | 0 | 0 | 0 | 0 | 0 | 0 | 0 | 0 | 0 | 0 | 0 | 0 | 0 | 0 | 0 | 0 | 0 | 0 | 0 | 0 | 0 | 0 | 0 | 0
crude oil | 0 | 0 | 0 | 0 | 0 | 0 | 0 | 0 | 0 | 0 | 0 | 0 | 0 | 0 | 0 | 0 | 0 | 0 | 0 | 0 | 0 | 0 | 0 | 0 | 0 | 0 | 0 | 0 | 0 | 0 | 0 | 0
heavy or residual fuel oil | 0 | 0 | 0 | 0 | 0 | 0 | 0 | 0 | 0 | 0 | 0 | 0 | 0 | 0 | 0 | 0 | 0 | 0 | 0 | 0 | 0 | 0 | 0 | 0 | 0 | 0 | 0 | 0 | 0 | 0 | 0 | 0
municipal solid waste | 0 | 0 | 0 | 0 | 0 | 0 | 0 | 0 | 0 | 0 | 0 | 0 | 0 | 0 | 0 | 0 | 0 | 0 | 0 | 0 | 0 | 0 | 0 | 0 | 0 | 0 | 0 | 0 | 0 | 0 | 0 | 0